## TTH-2021-37BR Unpriced
| * | TTH-2021-37BR | 03/11/2021 | 3:42 | MOGWASE SPORTS PARK PHASE 2 BOQ - UNPRICED
| * | Revised Scope Mogwase Phase 2b
COUNTER | ISC | SECTION | BILL | PAGE NO | ITEM NO | DOC REF | PAY REF | DESCRIPTION | UNIT | QUANTITY | RATE | AMOUNT | LABOUR INTENSIVE | WORDING | EDIT DATE
1 | 4231 | 1 | 1 | 1 |  | 1 |  | SECTION 1 | H1 | [5 empty] | 29/06/2020 02:49:20
2 | 4232 | 1 | 1 | 1 |  | 1 |  | PRELIMINARIES | H1 | [5 empty] | 29/06/2020 02:49:20
3 | 4233 | 1 | 1 | 1 |  | 1 |  | BILL NO. 1 | H1 | [5 empty] | 29/06/2020 02:49:20
2
4 | 4234 | 1 | 1 | 1 |  |  |  | PRELIMINARIES | H1 | [5 empty] | 29/06/2020 02:49:20
5 | 4235 | 1 | 1 | 1 |  | 1 |  | MEANING OF TERMS "TENDER / TENDERER" | H2 | [5 empty] | 29/06/2020 02:49:20
6 | 4236 | 1 | 1 | 1 |  | 1 |  | Any reference to the words "Tender" or "Tenderer" herein and/or in any other documentation shall be construed to have the same meaning as the words "Bid" or "Bidder" | [6 empty] | 29/06/2020 02:49:20
7 | 4237 | 1 | 1 | 1 |  | 1 |  | PRELIMINARIES | H2 | [5 empty] | 29/06/2020 02:49:20
8 | 4238 | 1 | 1 | 1 |  | 1 |  | The JBCC Preliminaries Code 2103, May 2005 edition for use with the JBCC Principal Building Agreement Edition 4.1 Code 2101, March 2005 is taken to be incorporated herein. The tenderer is deemed to have referred to these documents for the full intent and meaning of each clause. These clauses are referred to by number and heading only. Where standard clauses or options are not applicable to the contract such modifications or corrections as are necessary are given under each relevant clause. Where an item is not relevant to this specific contract such item is marked "N/A" signifying "Not Applicable" | [6 empty] | 29/06/2020 02:49:20
9 | 4239 | 1 | 1 | 1 |  | 1 |  | PRICING OF PRELIMINARIES | H2 | [5 empty] | 29/06/2020 02:49:20
10 | 4240 | 1 | 1 | 1 |  | 1 |  | Should Option A, as set out in clause B10.3.1 hereinafter be used for the adjustment of preliminaries then each item priced is to be allocated to one or more of the three categories Fixed, Value Related or Time Related and the respective amounts entered in the spaces provided under each item | [6 empty] | 29/06/2020 02:49:20
11 | 4241 | 1 | 1 | 1 |  | 1 |  | Items not priced in these Preliminaries shall be deemed to be included elsewhere in these Bills of Quantities | [6 empty] | 29/06/2020 02:49:20
12 | 4242 | 1 | 1 | 2 |  | 1 |  | SECTION A: JBCC PRINCIPAL BUILDING AGREEMENT | H2 | [5 empty] | 29/06/2020 02:49:20
13 | 4243 | 1 | 1 | 2 |  | 1 |  | DEFINITIONS | H2 | [5 empty] | 29/06/2020 02:49:20
14 | 4244 | 1 | 1 | 2 | 1 | 1.1 |  | A1.0 DEFINITIONS AND INTERPRETATIONClause 1.0 Clause 1.1 Definition of "Commencement Date" is added:CONT | [7 empty] | 29/06/2020 02:49:20
15 | 4245 | 1 | 1 | 2 |  | 1 |  | COMMENCEMENT DATE means the date that the agreement, made in terms of the Form of Offer and Acceptance, comes into effect | [6 empty] | 29/06/2020 02:49:20
16 | 4246 | 1 | 1 | 2 |  | 2 |  | Clause 1.1 Definition of "Construction Guarantee" is amended by replacing it with the following: | [6 empty] | 29/06/2020 02:49:20
17 | 4247 | 1 | 1 | 2 |  | 2 |  | CONSTRUCTION GUARANTEE means a guarantee at call obtained by the contractor from an institution approved by the employer in terms of the employer's construction guarantee form as selected in the schedule | [6 empty] | 29/06/2020 02:49:20
18 | 4248 | 1 | 1 | 2 |  | 2 |  | Clause 1.1 Definition of "Construction Period" is amended by replacing it with the following: | [6 empty] | 29/06/2020 02:49:20
19 | 4249 | 1 | 1 | 2 |  | 2 |  | CONSTRUCTION PERIOD means the period commencing on the commencement date and ending on the date of practical completion | [6 empty] | 29/06/2020 02:49:20
20 | 4250 | 1 | 1 | 2 |  | 2 |  | Clause 1.1 Definition of "Corrupt Practice" is added: | [6 empty] | 29/06/2020 02:49:20
21 | 4251 | 1 | 1 | 2 |  | 2 |  | CORRUPT PRACTICE means the offering, giving, receiving or soliciting of anything of value to influence the action of a public official in the procurement process or in contract execution | [6 empty] | 29/06/2020 02:49:20
22 | 4252 | 1 | 1 | 2 |  | 2 |  | Clause 1.1 Definition of "Fraudulent Practice" is added: | [6 empty] | 29/06/2020 02:49:20
23 | 4253 | 1 | 1 | 3 |  | 2 |  | FRAUDULENT PRACTICE means a mispresentation of facts in order to influence a procurement process or the execution of a contract to the detriment of any tenderer and includes collusive practice among tenderers (prior to or after the tender submission) designed to establish tender prices at artificial non-competitive levels and to deprive the tenderer of the benefits of free and open competition | [6 empty] | 29/06/2020 02:49:20
24 | 4254 | 1 | 1 | 3 |  | 2 |  | Clause 1.1 Definition of "Interest" is amended by replacing it with the following: | [6 empty] | 29/06/2020 02:49:20
25 | 4255 | 1 | 1 | 3 |  | 2 |  | INTEREST means the interest rates applicable on this contract, whether specifically indicated in the relevant clauses or not, will be the rate as determined by the Minister of Finance, from time to time, in terms of section 80(1)(b) of the Public Finance Management Act, 1999 (Act No. 1 of 1999) | [6 empty] | 29/06/2020 02:49:21
26 | 4256 | 1 | 1 | 3 |  | 2 |  | Clause 1.1 Definition of "Principal Agent" is amended by replacing it with the following: | [6 empty] | 29/06/2020 02:49:21
27 | 4257 | 1 | 1 | 3 |  | 2 |  | PRINCIPAL AGENT means the person or entity appointed by the employer and named in the schedule. In the event of a principal agent not being appointed, then all the duties and obligations of a principal agent as detailed in the agreement shall be fulfilled by a representative of the employer as named in the schedule | [6 empty] | 29/06/2020 02:49:21
28 | 4258 | 1 | 1 | 3 |  | 2 |  | Clause 1.1 Definition of "Security" is amended by replacing it with the following: | [6 empty] | 29/06/2020 02:49:21
29 | 4259 | 1 | 1 | 3 |  | 2 |  | SECURITY means the form of security provided by the employer or contractor, as stated in the schedule, from which the contractor or employer may recover expense or loss | [6 empty] | 29/06/2020 02:49:21
30 | 4260 | 1 | 1 | 3 |  | 3 |  | Clause 1.6 is amended by replacing the words "prepaid registered post, telefax or e-mail" with "prepaid registered post or telefax" | [6 empty] | 29/06/2020 02:49:21
31 | 4261 | 1 | 1 | 3 |  | 3 |  | Clause 1.6.4 is amended by replacing it with the following: | [6 empty] | 29/06/2020 02:49:21
32 | 4262 | 1 | 1 | 4 |  | 3 |  | No clause Fixed:____________ Value related:____________ Time related:____________ | Item | 1 |  | 0 |  |  | 06/09/2021 11:44:58
273 | 0 | 1 | 1 | [11 empty] | 03/11/2021 12:00:00
274 | 3507 | 1 | 2 | 46 |  |  |  | SECTION 2 | H1 | [5 empty] | 14/05/2020 12:02:40
275 | 3508 | 1 | 2 | 46 |  |  |  | BILL NO. 1: ALTERATIONS | H2 | [5 empty] | 14/05/2020 12:02:40
276 | 3509 | 1 | 2 | 46 |  |  |  | ALTERATIONS | H2 | [5 empty] | 14/05/2020 12:02:40
277 | 3510 | 1 | 2 | 46 |  |  |  | PREAMBLES | H2 | [5 empty] | 14/05/2020 12:02:40
278 | 3511 | 1 | 2 | 46 |  |  |  | Tenderers are advised to study the "Specifications of materials and methods to be used" (PW371/OCTOBER 1993) before pricing this bill. | [6 empty] | 14/05/2020 12:02:40
279 | 3512 | 1 | 2 | 46 |  |  |  | TRADE NAMES | H2 | [5 empty] | 14/05/2020 12:02:40
280 | 3513 | 1 | 2 | 46 |  |  |  | No reference to trade names shall be made in these bills of provisional quantities. | [6 empty] | 14/05/2020 12:02:40
281 | 3514 | 1 | 2 | 46 |  |  |  | Note: Where an item is referred to by a Trade name or catalogue number, it may be replaced by another product of equal quality with the prior approval of the Principal Agent. | [6 empty] | 14/05/2020 12:02:40
282 | 3515 | 1 | 2 | 46 |  |  |  | CONTRACT PRICE ADJUSTMENT PROVISIONS | H2 | [5 empty] | 14/05/2020 12:02:40
283 | 3516 | 1 | 2 | 46 |  |  |  | Unless otherwise stated herein, all items in this bill shall be deemed to fall into Work Group No. 102 for JBCC CPAP purposes. | [6 empty] | 14/05/2020 12:02:40
284 | 3517 | 1 | 2 | 46 |  |  |  | SUPPLEMENTARY PREAMBLES | H2 | [5 empty] | 14/05/2020 12:02:40
285 | 3518 | 1 | 2 | 46 |  |  |  | All Tenderers will be deemed to have visited the site prior to submitting their tender to determine the nature and extent of the alteration and demolition work and the value of the materials to be recovered. No claim for a variation in the credit allowance for recoverable materials in respect of demolition items will be considered. | [6 empty] | 14/05/2020 12:02:41
286 | 3519 | 1 | 2 | 46 |  |  |  | All sizes and dimensions stated herein are approximate and deemed only sufficient to identify the item of work concerned. | [6 empty] | 14/05/2020 12:02:41
287 | 3520 | 1 | 2 | 47 |  |  |  | In taking down and removing existing work the utmost care must be taken to avoid any structural or other damage to the remaining portions of the building and the Contractor shall provide all shoring, needling, strutting, etc. to ensure the stability of all structures during the alteration/demolition work. The Contractor will be held solely responsible for the safety and stability of the buildings for the whole period of the contract and must make good any damage at his own expense. | [6 empty] | 14/05/2020 12:02:41
288 | 3521 | 1 | 2 | 47 |  |  |  | Existing services must be maintained at all times to the existing buildings. If it is found necessary to disconnect any service then suitable temporary or alternate services must be provided to the existing buildings. | [6 empty] | 14/05/2020 12:02:41
289 | 3522 | 1 | 2 | 47 |  |  |  | Special care shall be exercised during the progress of the work to ensure that any electrical installation, water supply pipes, telephone and other services which may be encountered are not interfered with and notice must be given to the Principal agent if any disconnection or alterations become necessary. | [6 empty] | 14/05/2020 12:02:41
290 | 3523 | 1 | 2 | 47 |  |  |  | The Contractor shall cover up and protect from injury all work not removed and shall make good at his own expense any damage that may occur. | [6 empty] | 14/05/2020 12:02:41
291 | 3524 | 1 | 2 | 47 |  |  |  | Any water supply or other piping, etc. that may be encountered and found necessary to disconnect or cut are to be effectually stopped off and any new connections that may be necessary shall be made with the proper fittings to the satisfaction of the Principal Agent. Where sanitary fittings, geysers, etc. are to be removed the Contractor shall allow for removing all exposed waste or water supply pipes to the nearest suitable junction or connection and stopping off, as well as for making good plaster, screeds, etc. | [6 empty] | 14/05/2020 12:02:41
292 | 3525 | 1 | 2 | 47 |  |  |  | Prices for the removal of concrete slabs, etc. must include for removal of reinforcement, screeds, membrane waterproofing, conduits, etc. | [6 empty] | 14/05/2020 12:02:41
293 | 3526 | 1 | 2 | 48 |  |  |  | Prices for the removal of concrete surface beds, etc. must include for removal of reinforcement, screeds, conduits, damp proof membrane, etc. The Contractor is to note that removal of the existing floor finishes such as vinyl, carpets, ceramic tiles, etc. has been measured separately. | [6 empty] | 14/05/2020 12:02:41
294 | 3527 | 1 | 2 | 48 |  |  |  | Taking down existing walls is to include for skirtings, cornices, conduits, pipes, brick or concrete fins, lintels, etc. built into the structure and for making good walls, floors, ceilings, etc. as described. The Contractor is to note that items for the removal of joinery, etc. such as shelves, pelmets, curtain rails, pinning boards, signage, etc. has been measured separately. | [6 empty] | 14/05/2020 12:02:41
295 | 3528 | 1 | 2 | 48 |  |  |  | Removal of doors, windows, fittings, etc. is to include for their removal complete with frames, ironmongery, glass, quadrants, architraves, skirtings, burglar bars and all accessories to walls, reveals, around openings, for cutting out cills, etc., for hacking up flooring at openings and for making good. | [6 empty] | 14/05/2020 12:02:41
296 | 3529 | 1 | 2 | 48 |  |  |  | Removal of sanitary fittings is to include for the removal and blocking off of service pipes, taps, traps, fixing brackets, cisterns, etc. complete. | [6 empty] | 14/05/2020 12:02:41
297 | 3530 | 1 | 2 | 48 |  |  |  | Building up of existing openings where given in number shall be deemed to include preparing existing surfaces all round, brickwork properly toothed and bonded to existing and shot pinned to concrete, wedging up and unless otherwise stated making good finishes on both sides to match existing. | [6 empty] | 14/05/2020 12:02:41
298 | 3531 | 1 | 2 | 48 |  |  |  | Allow for watering the works sufficiently to prevent nuisance from dust. | [6 empty] | 14/05/2020 12:02:41
299 | 3532 | 1 | 2 | 48 |  |  |  | OLD MATERIALS TO BE CARTED AWAY | H2 | [5 empty] | 14/05/2020 12:02:41
300 | 3533 | 1 | 2 | 48 |  |  |  | Old materials from the alterations, except where described to be re-used or handed over, as well as all rubbish, rubble, debris etc., must be regularly carted from the site and not be allowed to accumulate on or around the site. | [6 empty] | 14/05/2020 12:02:42
301 | 3534 | 1 | 2 | 49 |  |  |  | OLD MATERIALS NOT TO BE RE-USED: | H2 | [5 empty] | 14/05/2020 12:02:42
302 | 3535 | 1 | 2 | 49 |  |  |  | None of the old materials are to be used for new work except where specifically described as being set aside for re-use. | [6 empty] | 14/05/2020 12:02:42
303 | 3536 | 1 | 2 | 49 |  |  |  | OLD MATERIALS TO BECOME THE PROPERTY OF THE CONTRACTOR: | H2 | [5 empty] | 14/05/2020 12:02:42
304 | 3537 | 1 | 2 | 49 |  |  |  | Old materials from alterations, except where described to be re-used or handed over, become the property of the Contractor who must allow credit for same in the Final Summary. | [6 empty] | 14/05/2020 12:02:42
305 | 3538 | 1 | 2 | 49 |  |  |  | HANDING OVER OF MATERIALS: | H2 | [5 empty] | 14/05/2020 12:02:42
306 | 3539 | 1 | 2 | 49 |  |  |  | Where certain materials or articles from demolitions or articles are described as to be handed over by the Contractor to the Regional Representative or Representative/Agent, such materials or articles shall be properly stored by the Contractor, until handing over thereof. The Contractor must obtain an official receipt listing the materials or articles and dates of handing over. If the Contractor fails to submit the receipt when requested, it shall be deemed that the materials or articles are still in his possession and he will be held liable to the Department for the full replacement value thereof, which amount will be deducted from any monies due to the Contractor. | [6 empty] | 14/05/2020 12:02:42
307 | 3540 | 1 | 2 | 49 |  |  |  | MOVING OF FURNITURE, ETC. AND REPOSITIONING SAME | H2 | [5 empty] | 14/05/2020 12:02:42
308 | 3541 | 1 | 2 | 49 |  |  |  | Notes: | [6 empty] | 14/05/2020 12:02:42
309 | 3542 | 1 | 2 | 49 |  |  |  | 1) Contractor to liaise with the Management of the building, with regards to the programming of the works (availability of rooms, etc.) so as to not disrupt the functioning of the hall | [6 empty] | 03/06/2020 09:29:11
310 | 3543 | 1 | 2 | 49 |  |  |  | 2) Contractor to note that any damaged or stolen property regarding the item below will be for the Contractors account and will be deducted from the amounts due to the Contractor | [6 empty] | 14/05/2020 12:02:42
311 | 3544 | 1 | 2 | 50 |  |  |  | REMOVAL OF EXISTING WORK | H2 | [5 empty] | 14/05/2020 12:02:42
312 | 3545 | 1 | 2 | 50 |  |  |  | Take up and remove floor coverings, etc. | H3 | [5 empty] | 14/05/2020 12:02:42
313 | 3547 | 1 | 2 | 50 | 1 |  |  | Ceramic tiles including preparing screed with "Pavelite" to receive new ceramic tiles (new ceramic tiles elsewhere measured) | m2 | 104 |  | 0 |  |  | 14/05/2020 12:02:42
314 | 3551 | 1 | 2 | 50 |  |  |  | Hacking up existing screed and prepare surfaces for new floor finish (new floor finish and screed elsewhere measured) | H3 | [5 empty] | 14/05/2020 12:02:43
315 | 3552 | 1 | 2 | 50 | 2 |  |  | 25mm Thick screed | m2 | 104 |  | 0 |  |  | 14/05/2020 12:02:43
316 | 3561 | 1 | 2 | 50 |  |  |  | Hack off and remove ceramic tile wall finishes including removing mortar backing and preparing brick surfaces for new plaster and tile finish (new plaster and tile finish elsewhere measured) | H3 | [5 empty] | 14/05/2020 12:02:43
317 | 3562 | 1 | 2 | 50 | 3 |  |  | Glazed tiles to walls | m2 | 56 |  | 0 |  |  | 14/05/2020 12:02:43
318 | 3583 | 1 | 2 | 50 |  |  |  | Take out and remove piping, sanitary fittings, taps, traps and fixing brackets, etc. including disconnecting piping from fittings, blocking off existing redundant pipes, fittings, etc. and making good floor and wall finishes | H3 | [5 empty] | 14/05/2020 12:02:45
319 | 3584 | 1 | 2 | 50 | 4 |  |  | Vitreous china wash hand basin | No | 4 |  | 0 |  |  | 14/05/2020 12:02:45
320 | 3585 | 1 | 2 | 50 | 5 |  |  | Vitreous china WC pan with cistern | No | 5 |  | 0 |  |  | 14/05/2020 12:02:45
321 | 3586 | 1 | 2 | 50 | 6 |  |  | Ceramic urinal | No | 3 |  | 0 |  |  | 14/05/2020 12:02:45
322 | 3652 | 1 | 2 | 50 | 7 |  |  | Shower set including taps | No | 12 |  | 0 |  |  | 20/05/2020 02:27:43
323 | 3593 | 1 | 2 | 50 |  |  |  | Take out and remove roof coverings | H3 | [5 empty] | 14/05/2020 12:02:46
324 | 3594 | 1 | 2 | 50 | 8 |  |  | Metal roof sheeting | m2 | 540 |  | 0 |  |  | 14/05/2020 12:02:46
325 | 3615 | 1 | 2 | 50 |  |  |  | OPENINGS THROUGH EXISTING WALLS ETC. | H2 | [5 empty] | 14/05/2020 12:02:47
326 | 3756 | 1 | 2 | 51 |  |  |  | SUNDRY | H2 | [5 empty] | 02/06/2020 03:15:21
327 | 3757 | 1 | 2 | 51 | 9 |  |  | Allowance for making good any unforeseen repair works of the construction works to be expanded in part or whole as directed by the Principal Agent | Item | 1 | 35000 | 35000 |  |  | 18/07/2020 12:12:29
328 | 0 | 1 | 2 | [11 empty] | 03/11/2021 12:00:00
329 | 2782 | 1 | 3 | 52 |  |  |  | BILL NO. 2 | H1 | [5 empty] | 20/03/2018 09:47:24
330 | 2783 | 1 | 3 | 52 |  |  |  | EARTHWORKS (PROVISIONAL) | H1 | [5 empty] | 09/03/2018 10:43:51
331 | 587 | 1 | 3 | 52 |  |  |  | TRADE NAMES | H2 | [5 empty] | 10/04/2016 08:04:04
332 | 588 | 1 | 3 | 52 |  |  |  | No reference to trade names shall be made in these bills of provisional quantities | [6 empty] | 10/04/2016 08:04:04
333 | 589 | 1 | 3 | 52 |  |  |  | Note: Where an item is referred to by a Trade name or catalogue number, it may be replaced by another product of equal quality with the prior approval of the Principal Agent. | [6 empty] | 10/04/2016 08:04:04
334 | 2902 | 1 | 3 | 52 |  |  |  | SUPPLEMENTARY PREAMBLES | H2 | [5 empty] | 13/03/2018 11:04:28
335 | 2903 | 1 | 3 | 52 |  |  |  | Nature of ground | H3 | [5 empty] | 13/03/2018 11:04:28
336 | 2904 | 1 | 3 | 52 |  |  |  | Use "assumed to be" if no trial holes, soils investigations, etc have been carried out - discuss with engineer. Use "Trial holes indicate that" where the ground has been investigated by means of trial holes | [6 empty] | 13/03/2018 11:04:28
337 | 2905 | 1 | 3 | 52 |  |  |  | Nature of ground | H3 | [5 empty] | 13/03/2018 11:04:28
338 | 2906 | 1 | 3 | 52 |  |  |  | A soils investigation has been carried out on site by the engineer and the report is annexed to these bills of quantities. Descriptions of excavations shall be deemed to include all ground conditions classifiable as "earth" described in the above report and where conditions of a more difficult character are indicated these are separately measured | [6 empty] | 13/03/2018 11:04:28
339 | 2907 | 1 | 3 | 52 |  |  |  | Carting away of excavated material | H3 | [5 empty] | 13/03/2018 11:04:28
340 | 2908 | 1 | 3 | 52 |  |  |  | Descriptions of carting away of excavated material shall be deemed to include loading excavated material onto trucks directly from the excavations or, alternatively, from stock piles situated on the building site | [6 empty] | 13/03/2018 11:04:28
341 | 2909 | 1 | 3 | 52 |  |  |  | SITE CLEARANCE ETC | H2 | [5 empty] | 13/03/2018 11:04:41
342 | 2910 | 1 | 3 | 53 |  |  |  | Site clearance | H3 | [5 empty] | 13/03/2018 11:04:50
343 | 2911 | 1 | 3 | 53 | 1 |  |  | Digging up and removing rubbish, debris, vegetation, hedges, shrubs and trees not exceeding 200mm girth, bush, etc | m2 | 454 |  | 0 |  |  | 10/04/2018 02:46:14
344 | 605 | 1 | 3 | 53 |  |  |  | EXCAVATION, FILLING, ETC. OTHER THAN BULK | H2 | [5 empty] | 10/04/2016 08:04:04
345 | 2769 | 1 | 3 | 53 |  |  |  | Excavation in earth exceeding 2m and not exceeding 4m deep | H3 | [5 empty] | 08/03/2018 03:38:02
346 | 607 | 1 | 3 | 53 | 2 |  |  | Trenches | m3 | 664 |  | 0 |  |  | 19/03/2018 02:44:42
347 | 608 | 1 | 3 | 53 | 3 |  |  | Bases | m3 |  |  |  |  | Rate Only | 02/09/2021 10:55:15
348 | 609 | 1 | 3 | 53 |  |  |  | Extra over trench and hole excavations in earth for excavation in | H3 | [5 empty] | 10/04/2016 08:04:04
349 | 610 | 1 | 3 | 53 | 4 |  |  | Soft rock | m3 | 66 |  | 0 |  |  | 14/03/2018 02:31:12
350 | 611 | 1 | 3 | 53 | 5 |  |  | Hard rock | m3 | 33 |  | 0 |  |  | 10/04/2016 08:04:04
351 | 612 | 1 | 3 | 53 |  |  |  | Extra over all excavations for carting away | H3 | [5 empty] | 10/04/2016 08:04:04
352 | 613 | 1 | 3 | 53 | 6 |  |  | Surplus material from excavations on site to a dumping site to be located by the contractor | m3 | 89 |  | 0 |  |  | 19/03/2018 02:45:14
353 | 614 | 1 | 3 | 53 |  |  |  | Risk of collapse of excavations to | H3 | [5 empty] | 08/03/2018 03:49:16
354 | 615 | 1 | 3 | 53 | 7 |  |  | Sides of trench and hole excavations not exceeding 1,5m deep | m2 | 1129 |  | 0 |  |  | 14/03/2018 02:30:22
355 | 616 | 1 | 3 | 53 |  |  |  | Keeping excavations free of water | H3 | [5 empty] | 10/04/2016 08:04:04
356 | 617 | 1 | 3 | 53 | 8 |  |  | Keeping excavations free of all water | Item | 1 |  | 0 |  |  | 10/04/2016 08:04:04
357 | 2770 | 1 | 3 | 53 |  |  |  | Earth filling obtained from the excavations and/or prescribed stock piles on site compacted to 93% Mod AASHTO density | H3 | [5 empty] | 08/03/2018 03:50:21
358 | 619 | 1 | 3 | 53 | 9 |  |  | Backfilling to trenches, holes, etc. | m3 | 529 |  | 0 |  |  | 08/03/2018 03:52:13
359 | 2771 | 1 | 3 | 54 |  |  |  | Earth filling G5 supplied by the contractor compacted to 95% Mod AASHTO density | H3 | [5 empty] | 08/03/2018 03:54:12
360 | 2772 | 1 | 3 | 54 | 10 |  |  | Under floors, steps, pavings, etc | m3 | 61 |  | 0 |  |  | 19/03/2018 02:48:07
361 | 2773 | 1 | 3 | 54 |  |  |  | Earth filling G6 supplied by the contractor compacted to 93% Mod AASHTO density | H3 | [5 empty] | 08/03/2018 03:54:53
362 | 2774 | 1 | 3 | 54 | 11 |  |  | Under floors, steps, pavings, etc | m3 | 61 |  | 0 |  |  | 09/03/2018 11:02:01
363 | 622 | 1 | 3 | 54 |  |  |  | Compaction of surfaces | H3 | [5 empty] | 10/04/2016 08:04:04
364 | 623 | 1 | 3 | 54 | 12 |  |  | Compaction of ground surface to bottom of trenches and bases, etc. including scarifying for a depth of 150mm, breaking down oversize material, adding suitable material where necessary and compacting to 95% Mod AASHTO density | m2 | 643 |  | 0 |  |  | 10/04/2016 08:04:04
365 | 625 | 1 | 3 | 54 |  |  |  | Soil insecticide | H3 | [5 empty] | 10/04/2016 08:04:04
366 | 626 | 1 | 3 | 54 | 13 |  |  | Under floors etc. including forming and poisoning shallow furrows against foundation walls etc., filling in furrows and ramming | m2 | 405 |  | 0 |  |  | 14/03/2018 02:29:55
367 | 627 | 1 | 3 | 54 | 14 |  |  | To bottoms and sides of trenches etc. | m2 | 1368 |  | 0 |  |  | 14/03/2018 02:29:58
368 | 631 | 1 | 3 | 54 |  |  |  | Prescribed density tests on filling: | H3 | [5 empty] | 10/04/2016 08:04:04
369 | 629 | 1 | 3 | 54 |  |  |  | Note: | [6 empty] | 10/04/2016 08:04:04
370 | 630 | 1 | 3 | 54 |  |  |  | Only tests approved by the Engineer will be paid for | [6 empty] | 10/04/2016 08:04:04
371 | 632 | 1 | 3 | 54 | 15 |  |  | Modified AASHTO density test | No | 8 |  | 0 |  |  | 10/04/2016 08:04:04
372 | 0 | 1 | 3 | [11 empty] | 03/11/2021 12:00:00
373 | 2784 | 1 | 4 | 55 |  |  |  | BILL NO. 3 | H1 | [5 empty] | 20/03/2018 09:48:26
374 | 2785 | 1 | 4 | 55 |  |  |  | CONCRETE, FORMWORK AND REINFORCEMENT | H1 | [5 empty] | 09/03/2018 11:19:56
375 | 638 | 1 | 4 | 55 |  |  |  | TRADE NAMES | H2 | [5 empty] | 20/03/2018 09:48:39
376 | 639 | 1 | 4 | 55 |  |  |  | No reference to trade names shall be made in these bills of provisional quantities. | [6 empty] | 10/04/2016 08:04:04
377 | 640 | 1 | 4 | 55 |  |  |  | Note: Where an item is referred to by a Trade name or catalogue number, it may be replaced by another product of equal quality with the prior approval of the Principal Agent. | [6 empty] | 10/04/2016 08:04:04
378 | 643 | 1 | 4 | 55 |  |  |  | SUPPLEMENTARY PREAMBLES | H2 | [5 empty] | 10/04/2016 08:04:04
379 | 644 | 1 | 4 | 55 |  |  |  | Cost of tests: | [6 empty] | 10/04/2016 08:04:04
380 | 645 | 1 | 4 | 55 |  |  |  | The cost of making, storing and testing of concrete test cubes as required under clause 7 'Tests' of SABS 1200G shall include the cost of providing cube moulds necessary for the purpose, for testing costs and for submitting reports on the tests to the Principal Agent. | [6 empty] | 10/04/2016 08:04:04
381 | 646 | 1 | 4 | 55 |  |  |  | The testing shall be undertaken by an independent firm or institution nominated by the Contractor to the approval of the Principal Agent (test cubes are measured separately). | [6 empty] | 10/04/2016 08:04:04
382 | 647 | 1 | 4 | 56 |  |  |  | Formwork: | [6 empty] | 10/04/2016 08:04:04
383 | 648 | 1 | 4 | 56 |  |  |  | Descriptions of formwork shall be deemed to include for use and waste only (except where described as 'left-in' or permanent), for fitting together in the required forms, wedging, plumbing and fixing to true angles and surfaces as necessary to ensure easy release during stripping and for reconditioning as necessary before re-use. | [6 empty] | 10/04/2016 08:04:04
384 | 649 | 1 | 4 | 56 |  |  |  | The vertical strutting shall be carried down to such construction as is sufficiently strong to afford the required support without damage and shall remain in position until the newly constructed work is able to support itself. | [6 empty] | 10/04/2016 08:04:04
385 | 650 | 1 | 4 | 56 |  |  |  | Formwork to soffits of solid slabs, etc., shall be deemed to be to slabs not exceeding 250mm thick, unless otherwise described. | [6 empty] | 10/04/2016 08:04:04
386 | 651 | 1 | 4 | 56 |  |  |  | Formwork to sides of bases, pile caps, ground beams, etc., shall only be measured where it is prescribed by the Principal Agent for design reasons. | [6 empty] | 10/04/2016 08:04:04
387 | 652 | 1 | 4 | 56 |  |  |  | Formwork necessitated by irregularity or collapse of excavated faces shall not be measured and the cost thereof shall be deemed to be included in the allowance for taking the risk of collapse to the sides of the excavations, provision for which is made in "Bill No.2 - Earthworks". | [6 empty] | 10/04/2016 08:04:04
388 | 656 | 1 | 4 | 56 |  |  |  | UNREINFORCED CONCRETE CAST AGAINST EXCAVATED SURFACES | H2 | [5 empty] | 10/04/2016 08:04:04
389 | 657 | 1 | 4 | 56 |  |  |  | Concrete 15MPa/19mm | H3 | [5 empty] | 10/04/2016 08:04:04
390 | 658 | 1 | 4 | 56 | 1 |  |  | Blinding | m3 | 9 |  | 0 |  |  | 10/04/2016 08:04:04
391 | 659 | 1 | 4 | 56 |  |  |  | REINFORCED CONCRETE, CAST AGAINST EXCAVATED SURFACES | H2 | [5 empty] | 10/04/2016 08:04:04
392 | 660 | 1 | 4 | 56 |  |  |  | 30MPa/19mm Concrete | H3 | [5 empty] | 02/06/2020 11:29:49
393 | 664 | 1 | 4 | 56 | 2 |  |  | Strip footing | m3 | 60 |  | 0 |  |  | 02/09/2021 10:56:59
394 | 666 | 1 | 4 | 57 | 3 |  |  | Surface beds cast in panels on waterproofing | m3 | 40 |  | 0 |  |  | 02/09/2021 10:57:03
395 | 2735 | 1 | 4 | 57 | 4 |  |  | Stairs including landings, beams and inverted beams | m3 | 2 |  | 0 |  |  | 02/09/2021 10:57:07
396 | 2484 | 1 | 4 | 57 | 5 |  |  | Aprons | m3 | 14 |  | 0 |  |  | 02/09/2021 10:57:11
397 | 3621 | 1 | 4 | 57 | 6 |  |  | Ramps | m3 | 3 |  | 0 |  |  | 02/09/2021 10:57:14
398 | 671 | 1 | 4 | 57 |  |  |  | CONCRETE TEST CUBES | H2 | [5 empty] | 10/04/2016 08:04:04
399 | 672 | 1 | 4 | 57 | 7 |  |  | Making and testing 150 x 150 x 150mm concrete strength test cube | No | 60 |  | 0 |  |  | 10/04/2016 08:04:04
400 | 707 | 1 | 4 | 57 |  |  |  | SUNDRIES | H2 | [5 empty] | 10/04/2016 08:04:04
401 | 708 | 1 | 4 | 57 |  |  |  | Finishing top surfaces of concrete smooth with a wood float | H3 | [5 empty] | 10/04/2016 08:04:04
402 | 709 | 1 | 4 | 57 | 8 |  |  | Surface beds, slabs, etc. | m2 | 405 |  | 0 |  |  | 10/04/2016 08:04:04
403 | 704 | 1 | 4 | 57 |  |  |  | Saw cut joints | H3 | [5 empty] | 10/04/2016 08:04:04
404 | 705 | 1 | 4 | 57 | 9 |  |  | 3 x 30mm Saw cut joints in top of concrete | m | 324 |  | 0 |  |  | 15/03/2018 10:51:59
405 | 673 | 1 | 4 | 57 |  |  |  | FORMWORK | H2 | [5 empty] | 10/04/2016 08:04:04
406 | 675 | 1 | 4 | 57 |  |  |  | ROUGH FORMWORK TO SIDES (DEGREE OF ACCURACY III) | H2 | [5 empty] | 08/02/2018 10:57:46
407 | 2662 | 1 | 4 | 57 |  |  |  | Special formwork to sides and soffits | H3 | [5 empty] | 08/02/2018 10:58:57
408 | 678 | 1 | 4 | 57 | 10 |  |  | Edges, risers, ends and reveals not exceeding 300mm high or wide | m | 45 |  | 0 |  |  | 10/06/2021 11:55:42
409 | 687 | 1 | 4 | 57 |  |  |  | REINFORCEMENT | H2 | [5 empty] | 10/04/2016 08:04:04
410 | 2679 | 1 | 4 | 57 |  |  |  | Mild steel reinforcement to structural concrete work: | H3 | [5 empty] | 19/02/2018 11:51:19
411 | 2680 | 1 | 4 | 57 | 11 |  |  | 8mm Diameter bars | t | 0.5 |  | 0 |  |  | 19/02/2018 11:51:28
412 | 692 | 1 | 4 | 58 |  |  |  | High tensile steel reinforcement to structural concrete work: | H3 | [5 empty] | 10/04/2016 08:04:04
413 | 693 | 1 | 4 | 58 | 12 |  |  | 10mm Diameter bars | t | 0.8 |  | 0 |  |  | 10/04/2016 08:04:04
414 | 694 | 1 | 4 | 58 | 13 |  |  | 12mm Diameter bars | t | 1.5 |  | 0 |  |  | 10/04/2016 08:04:04
415 | 695 | 1 | 4 | 58 | 14 |  |  | 16mm Diameter bars | t | 0.9 |  | 0 |  |  | 10/04/2016 08:04:04
416 | 4512 | 1 | 4 | 58 | 15 |  |  | 25mm Diameter bars | t | 1 |  | 0 |  |  | 22/07/2020 11:24:02
417 | 698 | 1 | 4 | 58 |  |  |  | Fabric reinforcement: | H3 | [5 empty] | 10/04/2016 08:04:04
418 | 699 | 1 | 4 | 58 | 16 |  |  | Type reference. 193 fabric reinforcement in concrete surface beds, aprons, etc. | m2 | 565 |  | 0 |  |  | 19/02/2018 12:48:01
419 | 0 | 1 | 4 | [11 empty] | 03/11/2021 12:00:00
420 | 721 | 1 | 5 | 59 |  |  |  | BILL NO. 4 | H1 | [5 empty] | 20/03/2018 09:49:20
421 | 722 | 1 | 5 | 59 |  |  |  | MASONRY | H1 | [5 empty] | 09/03/2018 11:39:18
422 | 726 | 1 | 5 | 59 |  |  |  | TRADE NAMES | H2 | [5 empty] | 10/04/2016 08:04:04
423 | 727 | 1 | 5 | 59 |  |  |  | No reference to trade names shall be made in these bills of provisional quantities | [6 empty] | 10/04/2016 08:04:04
424 | 728 | 1 | 5 | 59 |  |  |  | Note: Where an item is referred to by a Trade name or catalogue number, it may be replaced by another product of equal quality with the prior approval of the Principal Agent. | [6 empty] | 10/04/2016 08:04:04
425 | 731 | 1 | 5 | 59 |  |  |  | SUPPLEMENTARY PREAMBLES | H2 | [5 empty] | 10/04/2016 08:04:04
426 | 732 | 1 | 5 | 59 |  |  |  | Sizes in descriptions | [6 empty] | 10/04/2016 08:04:04
427 | 733 | 1 | 5 | 59 |  |  |  | Where sizes in descriptions are given in brick units, "one brick" shall represent the length and "half brick" the width of a brick | [6 empty] | 10/04/2016 08:04:04
428 | 734 | 1 | 5 | 59 |  |  |  | Face bricks | [6 empty] | 10/04/2016 08:04:04
429 | 735 | 1 | 5 | 59 |  |  |  | Bricks shall be ordered timeously to obtain uniformity in size and colour | [6 empty] | 10/04/2016 08:04:04
430 | 736 | 1 | 5 | 59 |  |  |  | The contractor is to note that two different types of face bricks are to be used as described under face brickwork and shall be flush pointed horizontally and vertically | [6 empty] | 10/04/2016 08:04:04
431 | 737 | 1 | 5 | 59 |  |  |  | Pointing | [6 empty] | 15/03/2018 10:54:28
432 | 738 | 1 | 5 | 59 |  |  |  | Descriptions of recessed pointing to fair face brickwork and face brickwork shall be deemed to include square recessed, hollow recessed, weathered pointing, etc. | [6 empty] | 10/04/2016 08:04:04
433 | 739 | 1 | 5 | 59 |  |  |  | Wall ties | [6 empty] | 10/04/2016 08:04:04
434 | 740 | 1 | 5 | 60 |  |  |  | Descriptions of solid walls (except if built in English bond) and cavity walls shall be deemed to include metal wall ties complying with SABS 28, and of the butterfly or of the modified PWD type, of the required length with each end built at least 75mm deep into brickwork, spaced at not more than 1m centres alternatively to every third course of brickwork | [6 empty] | 10/04/2016 08:04:04
435 | 741 | 1 | 5 | 60 |  |  |  | Wire ties to be submitted to the Engineer for approval | [6 empty] | 10/04/2016 08:04:04
436 | 742 | 1 | 5 | 60 |  |  |  | Cement mortar | [6 empty] | 10/04/2016 08:04:04
437 | 743 | 1 | 5 | 60 |  |  |  | Mortar must be mixed on a platform by hand (no mixing machines will be allowed) | [6 empty] | 10/04/2016 08:04:04
438 | 744 | 1 | 5 | 60 |  |  |  | Water absorption must not exceed 12% | [6 empty] | 10/04/2016 08:04:04
439 | 745 | 1 | 5 | 60 |  |  |  | Samples | [6 empty] | 10/04/2016 08:04:04
440 | 746 | 1 | 5 | 60 |  |  |  | Samples of all masonry building units, except those for walls described as "load bearing", shall consist of a minimum of 6 units. Samples of building units to be used in walls described as "load bearing" shall consist of 30 units from every 30 000 units delivered to site | [6 empty] | 10/04/2016 08:04:04
441 | 3030 | 1 | 5 | 60 |  |  |  | BRICKWORK | H2 | [5 empty] | 14/03/2018 11:58:24
442 | 748 | 1 | 5 | 60 |  |  |  | FOUNDATIONS | H2 | [5 empty] | 10/04/2016 08:04:04
443 | 749 | 1 | 5 | 60 |  |  |  | Brickwork of solid hard burnt clay bricks (14 MPa nominal compressive strength) in class II mortar in loadbearing walls etc. | H3 | [5 empty] | 10/04/2016 08:04:04
444 | 753 | 1 | 5 | 60 | 1 |  |  | One brick walls | m2 | 182 |  | 0 |  |  | 18/07/2020 12:29:12
445 | 755 | 1 | 5 | 60 |  |  |  | SUPERSTRUCTURE | H2 | [5 empty] | 10/04/2016 08:04:04
446 | 756 | 1 | 5 | 60 |  |  |  | Brickwork of solid hard burnt clay bricks (14 MPa nominal compressive strength) in class II mortar in loadbearing walls etc. | H3 | [5 empty] | 10/04/2016 08:04:04
447 | 759 | 1 | 5 | 60 | 2 |  |  | Half brick walls | m2 | 180 |  | 0 |  |  | 10/04/2016 08:04:04
448 | 760 | 1 | 5 | 60 | 3 |  |  | Half brick wall in beam filling | m2 | 43 |  | 0 |  |  | 12/05/2016 06:49:54
449 | 761 | 1 | 5 | 61 | 4 |  |  | One brick walls | m2 | 512 |  | 0 |  |  | 18/07/2020 12:29:18
450 | 764 | 1 | 5 | 61 |  |  |  | BRICKWORK SUNDRIES | H2 | [5 empty] | 10/04/2016 08:04:04
451 | 765 | 1 | 5 | 61 |  |  |  | Brickwork reinforcement | H3 | [5 empty] | 10/04/2016 08:04:04
452 | 766 | 1 | 5 | 61 | 5 |  |  | 75mm Wide reinforcement built in horizontally | m | 529 |  | 0 |  |  | 10/04/2016 08:04:04
453 | 767 | 1 | 5 | 61 | 6 |  |  | 150mm Wide reinforcement built in horizontally | m | 2574 |  | 0 |  |  | 10/04/2016 08:04:04
454 | 769 | 1 | 5 | 61 |  |  |  | Prestressed fabricated concrete lintels | H3 | [5 empty] | 10/04/2016 08:04:04
455 | 770 | 1 | 5 | 61 | 7 |  |  | 105 x 75mm Lintels in lengths not exceeding 3000mm | m | 159 |  | 0 |  |  | 15/03/2018 10:59:07
456 | 771 | 1 | 5 | 61 | 8 |  |  | 105 x 75mm Lintels in lengths exceeding 3000mm and not exceeding 4500mm | m | 33 |  | 0 |  |  | 15/03/2018 10:59:24
457 | 772 | 1 | 5 | 61 |  |  |  | Joint forming material in movement joints | H3 | [5 empty] | 10/04/2016 08:04:04
458 | 773 | 1 | 5 | 61 | 9 |  |  | 10mm Fibre board built in vertically through brick walls | m2 | 27 |  | 0 |  |  | 10/04/2016 08:04:04
459 | 777 | 1 | 5 | 61 |  |  |  | Galvanised hoop iron cramps, ties, etc. | H3 | [5 empty] | 10/04/2016 08:04:04
460 | 778 | 1 | 5 | 61 | 10 |  |  | 30 x 1,6mm Roof tie 1500mm long with one end wrapped around and fixed to prefabricated lintels and other end built into brickwork | No | 183 |  | 0 |  |  | 10/04/2016 08:04:04
461 | 3758 | 1 | 5 | 61 |  |  |  | FACE BRICKWORK | H2 | [5 empty] | 03/06/2020 09:30:53
462 | 3759 | 1 | 5 | 61 |  |  |  | Face Bricks (PC Amount R 5,000.00 per thousand bricks delivered to site excl. VAT) pointed with square recessed horizontal and vertical joints | H3 | [5 empty] | 03/06/2020 09:30:53
463 | 3760 | 1 | 5 | 61 | 11 |  |  | Extra over brickwork for face brickwork | m2 | 512 |  | 0 |  |  | 03/06/2020 09:31:09
464 | 787 | 1 | 5 | 61 |  |  |  | FIBRE CEMENT WINDOW SILLS | H2 | [5 empty] | 10/04/2016 08:04:04
465 | 788 | 1 | 5 | 61 |  |  |  | Nu-tec Fibre cemet sills in single lengths bedded in class I mortar, including metal fixing lugs, etc. | H3 | [5 empty] | 12/03/2018 03:08:37
466 | 789 | 1 | 5 | 61 | 12 |  |  | 15 x 150mm Wide internal window sill set flat and slightly projecting, including fair and fitted ends | m | 51 |  | 0 |  |  | 15/03/2018 11:03:34
467 | 0 | 1 | 5 | [11 empty] | 03/11/2021 12:00:00
468 | 791 | 1 | 6 | 62 |  |  |  | BILL NO. 5 | H1 | [5 empty] | 09/03/2018 11:46:29
469 | 792 | 1 | 6 | 62 |  |  |  | WATERPROOFING | H1 | [5 empty] | 09/03/2018 11:46:39
470 | 796 | 1 | 6 | 62 |  |  |  | TRADE NAMES | H2 | [5 empty] | 10/04/2016 08:04:04
471 | 797 | 1 | 6 | 62 |  |  |  | No reference to trade names shall be made in these bills of provisional quantities. | [6 empty] | 10/04/2016 08:04:04
472 | 798 | 1 | 6 | 62 |  |  |  | Note: Where an item is referred to by a Trade name or catalogue number, it may be replaced by another product of equal quality with the prior approval of the Principal Agent. | [6 empty] | 10/04/2016 08:04:04
473 | 801 | 1 | 6 | 62 |  |  |  | SUPPLEMENTARY PREAMBLES | H2 | [5 empty] | 10/04/2016 08:04:04
474 | 802 | 1 | 6 | 62 |  |  |  | Waterproofing of roofs, basements, etc. shall be laid under a ten year guarantee. Waterproofing to roofs shall be laid to even falls to outlets, etc. with necessary ridges, hips and valleys. Descriptions of sheet or membrane waterproofing shall be deemed to include additional labour to turn-ups and turn-downs. | [6 empty] | 10/04/2016 08:04:04
475 | 804 | 1 | 6 | 62 |  |  |  | DAMPPROOFING OF WALLS AND FLOORS | H2 | [5 empty] | 10/04/2016 08:04:04
476 | 805 | 1 | 6 | 62 |  |  |  | One layer of 375 micron embossed damp proof course | H3 | [5 empty] | 10/04/2016 08:04:04
477 | 806 | 1 | 6 | 62 | 1 |  |  | In walls, under cills, over lintels, etc. including flushing up brickwork solid with mortar | m2 | 80 |  | 0 |  |  | 08/03/2018 11:16:19
478 | 807 | 1 | 6 | 62 |  |  |  | One layer of 250 micron polyethylene sheeting laid : | H3 | [5 empty] | 10/04/2016 08:04:04
479 | 808 | 1 | 6 | 62 | 2 |  |  | Under surface beds, sides of ground beams and under aprons, etc. | m2 | 405 |  | 0 |  |  | 08/03/2018 11:16:39
480 | 822 | 1 | 6 | 62 |  |  |  | JOINT SEALANTS, ETC. | H2 | [5 empty] | 10/04/2016 08:04:04
481 | 825 | 1 | 6 | 62 |  |  |  | Two-part grey polysulphide sealing compound applied with a caulking gun including backing cord, bond breaker, primer, etc. | H3 | [5 empty] | 10/04/2016 08:04:04
482 | 826 | 1 | 6 | 62 | 3 |  |  | 10 x 10mm In vertical expansion joints including raking out expansion joint soft board as necessary | m | 90 |  | 0 |  |  | 10/04/2016 08:04:04
483 | 827 | 1 | 6 | 63 | 4 |  |  | 6 x 30mm In saw cut joints in floors | m | 324 |  | 0 |  |  | 15/03/2018 11:32:48
484 | 0 | 1 | 6 | [11 empty] | 03/11/2021 12:00:00
485 | 830 | 1 | 7 | 64 |  |  |  | BILL NO. 6 | H1 | [5 empty] | 09/03/2018 11:51:55
486 | 831 | 1 | 7 | 64 |  |  |  | ROOF COVERINGS, ETC. | H1 | [5 empty] | 09/03/2018 11:52:07
487 | 834 | 1 | 7 | 64 |  |  |  | TRADE NAMES | H2 | [5 empty] | 15/03/2018 11:40:42
488 | 835 | 1 | 7 | 64 |  |  |  | No reference to trade names shall be made in these bills of provisional quantities | [6 empty] | 10/04/2016 08:04:04
489 | 836 | 1 | 7 | 64 |  |  |  | Note: Where an item is referred to by a Trade name or catalogue number, it may be replaced by another product of equal quality with the prior approval of the Principal Agent. | [6 empty] | 10/04/2016 08:04:04
490 | 840 | 1 | 7 | 64 |  |  |  | SUPPLEMENTARY PREAMBLES | H2 | [5 empty] | 10/04/2016 08:04:04
491 | 841 | 1 | 7 | 64 |  |  |  | Roof sheeting | H3 | [5 empty] | 10/04/2016 08:04:04
492 | 842 | 1 | 7 | 64 |  |  |  | The roof sheeting shall be interlocking concealed-fix profile roll-formed in continuous lengths and cut to length by a pneumatic cut-off process from certified Z275 commercial quality galvanized steel. The profile shall be roll-formed with three ribs at centres not exceeding 203mm and a cover width not exceeding 406mm. These will include a male and female rib. When interlocked, the minimum sheet depth shall be 48mm. Each trough shall incorporate two stiffener ribs. | [6 empty] | 10/04/2016 08:04:04
493 | 843 | 1 | 7 | 64 |  |  |  | Finish for roof sheeting | H3 | [5 empty] | 10/04/2016 08:04:04
494 | 844 | 1 | 7 | 64 |  |  |  | The paint finish shall be a full top coat Silicone Polyester and a half coat grey to the reverse side. | [6 empty] | 10/04/2016 08:04:04
495 | 845 | 1 | 7 | 64 |  |  |  | Fixing of roof sheeting | H3 | [5 empty] | 10/04/2016 08:04:04
496 | 846 | 1 | 7 | 64 |  |  |  | The sheets shall be fixed to every purlin by means of patented which will securely hold the sheets in position and lock-in both the sidelap and centre ribs. The clips shall be manufactured from Galvanised steel and shall be fixed to the steel purlins with two cadmium plated tek 3 no 10,24 x 16mm long self-drilling/tapping screws, or with NA2 annular nails to timber purlins. | [6 empty] | 10/04/2016 08:04:04
497 | 847 | 1 | 7 | 65 |  |  |  | Certificate for Roof Covering | H3 | [5 empty] | 10/04/2016 08:04:04
498 | 848 | 1 | 7 | 65 |  |  |  | The Contractor is to submit a certificate signed by the merchant, stating that the roof covering supplied, complies with the required thickness specified | [6 empty] | 10/04/2016 08:04:04
499 | 849 | 1 | 7 | 65 |  |  |  | Guarantee | H3 | [5 empty] | 10/04/2016 08:04:04
500 | 850 | 1 | 7 | 65 |  |  |  | The Manufacturer shall comply with ISO9002 Quality Management System. The sheeting shall be laid in strict accordance with the manufacturer's specifications by an approved contractor. | [6 empty] | 10/04/2016 08:04:04
501 | 851 | 1 | 7 | 65 |  |  |  | A written and approved five year guarantee of site-workmanship and watertightness shall be issued after final inspection of roofs by the manufacturer. | [6 empty] | 10/04/2016 08:04:04
502 | 852 | 1 | 7 | 65 |  |  |  | Erection | H3 | [5 empty] | 10/04/2016 08:04:04
503 | 853 | 1 | 7 | 65 |  |  |  | Every precaution shall be taken to prevent damage to roof sheets during all stages of construction. Duck boards should be used when necessary to protect the sheeting from damage. Sheeting which has become deformed or damaged in any way, shall be replaced. | [6 empty] | 10/04/2016 08:04:04
504 | 854 | 1 | 7 | 65 |  |  |  | Safety | H3 | [5 empty] | 10/04/2016 08:04:04
505 | 855 | 1 | 7 | 65 |  |  |  | The Contractor shall exercise special care when handling long length sheeting, particularly in windy conditions. Should work be interrupted for any reason, all loose sheeting and incomplete sections must be adequately secured against possible movement by wind and gravity. | [6 empty] | 10/04/2016 08:04:04
506 | 856 | 1 | 7 | 65 |  |  |  | Handling and storage | H3 | [5 empty] | 10/04/2016 08:04:04
507 | 857 | 1 | 7 | 65 |  |  |  | The Contractor shall ensure that all materials used on site for cladding, etc. are transported, handled and stored in accordance with the manufacturer's recommendations. Material damaged shall be rejected and replaced with undamaged material at the Contractor's expense. Repair of damaged material will not generally be permitted. Rates are to include for preventing damage and protecting sheets through all stages of construction. | [6 empty] | 10/04/2016 08:04:04
508 | 858 | 1 | 7 | 66 |  |  |  | Inspection prior to installation or erection | H3 | [5 empty] | 10/04/2016 08:04:04
509 | 859 | 1 | 7 | 66 |  |  |  | Before commencing installation, the Contractor shall verify that the following items have been checked and accepted: | [6 empty] | 10/04/2016 08:04:04
510 | 860 | 1 | 7 | 66 |  |  |  | a. The entire structure or the portion thereof to be sheeted has been correctly aligned, levelled and grouted. | [6 empty] | 10/04/2016 08:04:04
511 | 861 | 1 | 7 | 66 |  |  |  | b. Purlins and sheeting rails are at the correct spacing and are within the specified tolerances. | [6 empty] | 10/04/2016 08:04:04
512 | 862 | 1 | 7 | 66 |  |  |  | c. The corners of the roof are square and the wall framework is perpendicular or as specified. | [6 empty] | 10/04/2016 08:04:04
513 | 863 | 1 | 7 | 66 |  |  |  | d. No protrusions such as bolt heads, splice plates, cleats, etc. appear on the face of the framework. | [6 empty] | 10/04/2016 08:04:04
514 | 864 | 1 | 7 | 66 |  |  |  | e. All members to which roofing and cladding are to be fixed in aesthetically sensitive areas are true and square. | [6 empty] | 10/04/2016 08:04:04
515 | 865 | 1 | 7 | 66 |  |  |  | f. Paint and any other materials that may be incompatible with the sheeting, have been painted over or so dealt with that direct contact with the sheeting is avoided. | [6 empty] | 10/04/2016 08:04:04
516 | 866 | 1 | 7 | 66 |  |  |  | g. The contact faces between the purlins or the girts and the cladding are in the same plane. Should the alignment be inadequate, the Contractor shall request instructions from the Principal Agent/Engineer before proceeding with the fixing of the cladding. | [6 empty] | 10/04/2016 08:04:04
517 | 867 | 1 | 7 | 66 |  |  |  | Protrusion through sheeted surfaces | H3 | [5 empty] | 10/04/2016 08:04:04
518 | 868 | 1 | 7 | 66 |  |  |  | Protrusions such as pipes, ducts and the like, shall be adequately flashed where they pass through the sheeting surface. Where ribs have to be cut away to permit penetration, additional framing is to be installed as required to support the sheeting. | [6 empty] | 10/04/2016 08:04:04
519 | 869 | 1 | 7 | 67 |  |  |  | Depending on the position of the penetration through the roof, special attention shall be given to back flashing the sheeting to the ridge or point of water entry. In all cases, all cutting and flashings shall be so arranged that adequate provision is made for the drainage of all troughs and corrugation. | [6 empty] | 10/04/2016 08:04:04
520 | 870 | 1 | 7 | 67 |  |  |  | Cleaning of roofs, etc. | H3 | [5 empty] | 10/04/2016 08:04:04
521 | 871 | 1 | 7 | 67 |  |  |  | All debris, swarf, etc. arising from the fixing of the cladding shall be removed from the sheeting as the fixing progresses. In addition, off-cuts of insulation, surplus fasteners and sealants, mandrels from pop rivets, off-cuts of flashings and sheeting, surplus flashing, food packaging, cartons, bottles, cans, etc. shall not be left on the roof or in the gutters. | [6 empty] | 10/04/2016 08:04:04
522 | 872 | 1 | 7 | 67 |  |  |  | Care shall be taken to ensure that no such material enters, blocks or partially impedes the flow of water into the outlets, down pipes, etc. | [6 empty] | 10/04/2016 08:04:04
523 | 873 | 1 | 7 | 67 |  |  |  | ---------------------------------------- ----------------------- | H3 | [5 empty] | 10/04/2016 08:04:04
524 | 874 | 1 | 7 | 67 |  |  |  | PROFILED METAL SHEETING AND ACCESSORIES | H2 | [5 empty] | 10/04/2016 08:04:04
525 | 2683 | 1 | 7 | 67 |  |  |  | Safintra 0,50mm thick SAFLOK 700 Colorplus® AZ150 interlocking roof sheeting powder coated one side to color later specified by the architect, fixed to timber/steel purlins at 2000mm, and ridge/eaves purlins at 1700mm centres using SAFLOK 700 clips which must be screw fixed to timber/steel purlins, all in accordance with manufacturers recommendations. | H3 | [5 empty] | 21/02/2018 12:05:29
526 | 888 | 1 | 7 | 67 | 1 |  |  | Roof covering with pitch not exceeding 25 degrees | m2 | 550 |  | 0 |  |  | 02/09/2021 11:07:11
527 | 2693 | 1 | 7 | 67 | 2 |  |  | Saflok 700 or similar approved gable trim 600mm girth, three times bent along girth | m | 30 |  | 0 |  |  | 21/02/2018 11:45:42
528 | 2685 | 1 | 7 | 67 | 3 |  |  | Ridge capping 600mm girth, three times bent along girth and notched on site to suit roof profile. | m | 30 |  | 0 |  |  | 21/02/2018 11:35:41
529 | 2687 | 1 | 7 | 67 | 4 |  |  | Counter flashing 600mm girth, two times bent along girth. | m | 30 |  | 0 |  |  | 21/02/2018 11:46:44
530 | 3751 | 1 | 7 | 68 |  |  |  | ROOF VENTILATORS | H2 | [5 empty] | 02/06/2020 12:44:13
531 | 3752 | 1 | 7 | 68 |  |  |  | Safrina or similar approved | H3 | [5 empty] | 02/06/2020 12:44:13
532 | 3753 | 1 | 7 | 68 | 5 |  |  | Triangular ridge ventilator approximate size 1000mm x 300mm high, refer to Architects drawings - Elevations and sections | No | 4 |  | 0 |  |  | 02/06/2020 12:44:13
533 | 3754 | 1 | 7 | 68 | 6 |  |  | Triangular ridge ventilator approximate size 2400mm x 500mm high, refer to Architects drawings - Elevations and sections | No | 2 |  | 0 |  |  | 02/06/2020 12:44:13
534 | 891 | 1 | 7 | 68 |  |  |  | ROOF INSULATION | H2 | [5 empty] | 10/04/2016 08:04:04
535 | 2690 | 1 | 7 | 68 |  |  |  | 4mm Alucushion/Bubblefoil FR (Fire Radiant grade) or similar approved | H3 | [5 empty] | 21/02/2018 09:40:48
536 | 893 | 1 | 7 | 68 | 7 |  |  | Insulation laid taut over rafters (at approximately 1200mm centres) and fixed concurrent with roof covering, etc. | m2 | 550 |  | 0 |  |  | 10/04/2016 08:04:04
537 | 894 | 1 | 7 | 68 |  |  |  | Aerolite insulation | H3 | [5 empty] | 10/04/2016 08:04:04
538 | 2631 | 1 | 7 | 68 | 8 |  |  | Saint Gobain Isover "Think Pink" Aerolite thickness: 135mm Fixing: Lay 135mm Aerolite insulation (Non-Combustable and class 1 fire index rating) in between rafters on galvanised wiring at max 300 centres, fixed to underside of rafters. Aerolite should be cut 50mm more than distance between rafters. | m2 | 405 |  | 0 |  |  | 23/05/2016 01:01:01
539 | 0 | 1 | 7 | [11 empty] | 03/11/2021 12:00:00
540 | 2348 | 1 | 8 | 69 |  |  |  | BILL NO. 7 | H1 | [5 empty] | 09/03/2018 11:55:40
541 | 2349 | 1 | 8 | 69 |  |  |  | CARPENTRY AND JOINERY | H1 | [5 empty] | 09/03/2018 11:55:49
542 | 2353 | 1 | 8 | 69 |  |  |  | TRADE NAMES | H2 | [5 empty] | 11/04/2016 10:17:29
543 | 2354 | 1 | 8 | 69 |  |  |  | No reference to trade names shall be made in these bills of provisional quantities. | [6 empty] | 11/04/2016 10:17:29
544 | 2355 | 1 | 8 | 69 |  |  |  | Note: Where an item is referred to by a Trade name or catalogue number, it may be replaced by another product of equal quality with the prior approval of the Principal Agent. | [6 empty] | 11/04/2016 10:17:29
545 | 2358 | 1 | 8 | 69 |  |  |  | SUPPLEMENTARY PREAMBLES | H2 | [5 empty] | 11/04/2016 10:17:30
546 | 2359 | 1 | 8 | 69 |  |  |  | Joinery: | [6 empty] | 11/04/2016 10:17:30
547 | 2360 | 1 | 8 | 69 |  |  |  | Descriptions of frames shall be deemed to include frames, transomes, mullions, rails, etc. | [6 empty] | 11/04/2016 10:17:30
548 | 2361 | 1 | 8 | 69 |  |  |  | Descriptions of hardwood joinery shall be deemed to include pelleting of bolt holes. | [6 empty] | 11/04/2016 10:17:30
549 | 2362 | 1 | 8 | 69 |  |  |  | Fixing: | [6 empty] | 11/04/2016 10:17:30
550 | 2363 | 1 | 8 | 69 |  |  |  | Items described as "nailed" shall be deemed to be fixed with hardened steel nails or shot pins to brickwork or concrete. | [6 empty] | 12/03/2018 08:35:35
551 | 2364 | 1 | 8 | 69 |  |  |  | Items described as "plugged" shall be deemed to include screwing to fibre, plastic or metal plugs at not exceeding 600mm centres, and where described as "bolted" the bolts have been given elsewhere. | [6 empty] | 12/03/2018 08:35:55
552 | 2365 | 1 | 8 | 69 |  |  |  | Decorative laminate finish: | [6 empty] | 11/04/2016 10:17:31
553 | 2366 | 1 | 8 | 69 |  |  |  | Laminate finish shall be glued under pressure. Edge strips shall be butt jointed at junctions with adjacent similar finish. | [6 empty] | 11/04/2016 10:17:31
554 | 2368 | 1 | 8 | 70 |  |  |  | PRIME COST AMOUNTS | H2 | [5 empty] | 11/04/2016 10:17:32
555 | 2369 | 1 | 8 | 70 |  |  |  | Notes: | [6 empty] | 11/04/2016 10:17:32
556 | 2370 | 1 | 8 | 70 |  |  |  | Under no circumstances may any Prime Cost Amount, etc. be extended at an amount lower than the amount given in this Bill. | [6 empty] | 11/04/2016 10:17:32
557 | 2371 | 1 | 8 | 70 |  |  |  | Prime cost amounts may be omitted or reduced at the Principal Agent's sole discretion and the contractor shall not be entitled to claim for any loss by way of reductions or omissions of any discount, or percentage relating to Prime cost amounts or any loss of profit related thereto. | [6 empty] | 15/03/2018 12:05:39
558 | 2372 | 1 | 8 | 70 |  |  |  | Agents sole discretion and the contractor shall not be entitled to claim for any loss by way of reductions or omissions of any discount, or percentage relating to Prime cost amounts or any loss of profit related thereto. | [6 empty] | 11/04/2016 10:17:32
559 | 2373 | 1 | 8 | 70 |  |  |  | In the settlement of the Final Account any amounts allowed by the Contractor for profit will be adjusted in Proportion to the value of the proven amounts. | [6 empty] | 11/04/2016 10:17:32
560 | 2374 | 1 | 8 | 70 |  |  |  | ROOFS, ETC. | H2 | [5 empty] | 11/04/2016 10:17:33
561 | 2376 | 1 | 8 | 70 |  |  |  | PREFABRICATED ROOFS, ETC. | H2 | [5 empty] | 11/04/2016 10:17:33
562 | 2377 | 1 | 8 | 70 |  |  |  | a) The design, manufacture and transportation of the roof trusses, bracing, etc. shall be under the control of a registered Engineer in accordance with SABS 0243. It shall be required from the manufacturer of the trusses to lodge a written guarantee that his construction has been designed by a qualified Structural Engineer and that he is in possession of a capability certificate issued by the Institute for Timber Construction and approved by the Representative/Agent . | [6 empty] | 11/04/2016 10:17:33
563 | 2378 | 1 | 8 | 70 |  |  |  | b) Erection must be carried out as described in "The Erection and Bracing of Timber Roof Trusses" published by the Truss Plate Association of South Africa Ltd. and the National Timber Research Institute, CSIR. | [6 empty] | 11/04/2016 10:17:33
564 | 2379 | 1 | 8 | 71 |  |  |  | c) Descriptions of roof trusses shall be deemed to include for design, manufacture, supply, hoisting and fixing in position, trimming ends, notching, etc. and for any temporary and permanent bracing. | [6 empty] | 11/04/2016 10:17:34
565 | 2380 | 1 | 8 | 71 |  |  |  | Prefabricated plate nailed timber roof truss construction | [6 empty] | 11/04/2016 10:17:34
566 | 2381 | 1 | 8 | 71 |  |  |  | The following is applicable in respect of roof trusses: | [6 empty] | 11/04/2016 10:17:34
567 | 2382 | 1 | 8 | 71 |  |  |  | Trusses are at the maximum centres as stated on the Architect's drawings. The roof covering is 0,6mm thick "Kliplok 700" roof sheeting fixed on timber purlins or steel battens. Ceilings are a combination of 9.5mm plasterboard sheeting suspended from steel tees and cross tees and/or off-shutter concrete. The references given in the descriptions are per the roof plans and truss layout drawings accompanying these bills of quantities for tender purposes. The dimensions indicated on the Architects drawings of the trusses are indicative and actual measurements are to be obtained from site before design or fabrication commences. The truss construction shall include all the required gang planks, wall plates, purlins, sprockets, rails for vertical cladding, bracing, brackets, bolts, etc. | [6 empty] | 11/04/2016 10:17:34
568 | 3622 | 1 | 8 | 71 |  |  |  | ROOFS ETC | H2 | [5 empty] | 18/05/2020 11:18:51
569 | 3623 | 1 | 8 | 72 |  |  |  | Plate nailed timber roof truss construction | H3 | [5 empty] | 18/05/2020 11:18:51
570 | 3624 | 1 | 8 | 72 |  |  |  | The following is applicable in respect of roof trusses: 1. Trusses are at maximum 760mm centres with 20 deg pitch2. Roof covering is Brownbuilt "Kliplok 700" 0.8mm sheeting on 50 x 76mm purlins.3. Ceilings are 6.4mm Gypsum ceiling on 38 x 38mm brandering at 400mm centres.4. Refer to roof plan drawings issued by the Principal Agent.5. All trusses are to be fabricated in a factory by Specialists approved by the Architect.6. All trusses shall be designed by a Registred Professional Engineer (in accordance with the draft SABS Code of Practice for the Design of Timber Structures).7. The Manufacturer of the trusses shall supply a written guarantee that the trusses are designed, manufactured and erected to support the roof covering specified. The guarantee shall be valid for a period of 10 (ten) years. -------------------- | [6 empty] | 18/05/2020 11:18:51
571 | 3625 | 1 | 8 | 72 |  |  |  | PREFABRICATED ROOFS, ETC. | H2 | [5 empty] | 18/05/2020 11:18:51
572 | 3626 | 1 | 8 | 72 |  |  |  | Sawn softwood trusses | H3 | [5 empty] | 18/05/2020 11:18:51
573 | 3627 | 1 | 8 | 72 | 1 |  |  | Trusses to be overall length 19 875mm long x 11 710mm wide, all trusses with a pitch of 20 degrees and with 600mm overhang to slope and 300mm overhangs to ends, complete with bracing, purlins, gangboarding, hurricane clips, etc., erected in position complete as per Architect's drawings included in this Bills of Quantities (Gym) | No | 1 |  | 0 |  |  | 10/06/2021 12:03:41
574 | 4605 | 1 | 8 | 72 | 2 |  |  | Trusses to be overall length 21 905mm long x 12 915mm wide, all trusses with a pitch of 20 degrees and with 600mm overhang to slope and 300mm overhangs to ends, complete with bracing, purlins, gangboarding, hurricane clips, etc., erected in position complete as per Architect's drawings included in this Bills of Quantities (Club House and Changeroom) | No | 1 |  | 0 |  |  | 10/06/2021 12:12:43
575 | 3716 | 1 | 8 | 73 |  |  |  | Sawn softwood | H3 | [5 empty] | 25/05/2020 12:31:14
576 | 3717 | 1 | 8 | 73 | 3 |  |  | 38 x 114mm Wall plates | m | 50 |  | 0 |  |  | 25/05/2020 12:31:15
577 | 2393 | 1 | 8 | 73 |  |  |  | EAVES, VERGES, ETC. | H2 | [5 empty] | 11/04/2016 10:17:36
578 | 2394 | 1 | 8 | 73 |  |  |  | Pressed-fibre cement | H3 | [5 empty] | 11/04/2016 10:17:36
579 | 2395 | 1 | 8 | 73 | 4 |  |  | 10 x 225mm Fascia and Barge boards | m | 160 |  | 0 |  |  | 22/02/2018 10:55:52
580 | 2398 | 1 | 8 | 73 |  |  |  | DOORS ETC. | H2 | [5 empty] | 11/04/2016 10:17:37
581 | 3641 | 1 | 8 | 73 |  |  |  | Van Acht or other approved | H3 | [5 empty] | 19/05/2020 11:58:35
582 | 4528 | 1 | 8 | 73 | 5 |  |  | 40mm Thick single door, size 900 x 2050mm high. Sand down timber surface to a fine smooth surface and apply quality timber sealant prior to installation, all in accordance with manufacturer's recommendations. | No | 18 |  | 0 |  |  | 27/07/2021 10:12:27
583 | 3643 | 1 | 8 | 73 | 6 |  |  | 40mm Thick heavy Horizontal hardwood door size 950 x 2032mm.Sand down timber surface to a fine smooth surface and apply quality timber sealant prior to installation, all in accordance with manufacturer's recommendations. | No | 4 |  | 0 |  |  | 19/05/2020 12:07:39
584 | 2564 | 1 | 8 | 73 | 7 |  |  | 40mm Thick heavy Horizontal hardwood door size 813 x 2032mm.Sand down timber surface to a fine smooth surface and apply quality timber sealant prior to installation, all in accordance with manufacturer's recommendations. | No | 4 |  | 0 |  |  | 22/05/2020 12:46:01
585 | 4536 | 1 | 8 | 73 | 8 |  |  | 40mm Thick heavy Horizontal hardwood door size 1000 x 2032mm.Sand down timber surface to a fine smooth surface and apply quality timber sealant prior to installation, all in accordance with manufacturer's recommendations. | No | 2 |  | 0 |  |  | 08/06/2021 02:15:41
586 | 4527 | 1 | 8 | 73 | 9 |  |  | 40mm Thick double door, size 1400 x 2125mm high. Sand down timber surface to a fine smooth surface and apply quality timber sealant prior to installation, all in accordance with manufacturer's recommendations. | No | 1 |  | 0 |  |  | 08/06/2021 12:30:43
587 | 2872 | 1 | 8 | 73 |  |  |  | FITTINGS | H2 | [5 empty] | 13/03/2018 08:45:07
588 | 2873 | 1 | 8 | 74 |  |  |  | General | H3 | [5 empty] | 13/03/2018 08:46:59
589 | 2874 | 1 | 8 | 74 |  |  |  | The following cupboard fittings have been measured as complete units i.e. the components of the units have not been separately measured. The descriptions, therefore, of such units shall be deemed to include all components, assembling, housing, notching, glueing, blocking, planting on and screwing with countersunk screws, edge strips, decorative plastic finish, glass, ironmongery, metalwork, paint or varnish finishes, etc | [6 empty] | 13/03/2018 08:46:59
590 | 2875 | 1 | 8 | 74 |  |  |  | The references given in the descriptions are to the respective types of fittings detailed on the architect's drawings, annexed to these bills of quantities/accompanying these bills of quantities for tender purposes | [6 empty] | 13/03/2018 11:02:17
591 | 2890 | 1 | 8 | 74 |  |  |  | COUNTER TOPS | H2 | [5 empty] | 10/06/2021 12:14:08
592 | 2892 | 1 | 8 | 74 |  |  |  | Vanity tops | H3 | [5 empty] | 13/03/2018 10:04:36
593 | 3461 | 1 | 8 | 74 | 10 |  |  | Basin/Sink vanity tops, 900 x 32mm Thick rustenburg black granite top including 100mm high splashback (basins/Sink elsewhere) | m | 12 |  | 0 |  |  | 22/05/2020 12:22:03
594 | 0 | 1 | 8 | [11 empty] | 03/11/2021 12:00:00
595 | 1062 | 1 | 9 | 75 |  |  |  | BILL NO. 8 | H1 | [5 empty] | 20/03/2018 09:51:21
596 | 1063 | 1 | 9 | 75 |  |  |  | CEILINGS, PARTITIONS AND ACCESS FLOORING | H1 | [5 empty] | 12/03/2018 10:49:39
597 | 1066 | 1 | 9 | 75 |  |  |  | TRADE NAMES | H2 | [5 empty] | 10/04/2016 08:04:04
598 | 1067 | 1 | 9 | 75 |  |  |  | No reference to trade names shall be made in these bills of provisional quantities. | [6 empty] | 10/04/2016 08:04:04
599 | 1068 | 1 | 9 | 75 |  |  |  | Note: Where an item is referred to by a Trade name or catalogue number, it may be replaced by another product of equal quality with the prior approval of the Principal Agent. | [6 empty] | 10/04/2016 08:04:04
600 | 1071 | 1 | 9 | 75 |  |  |  | SUPPLEMENTARY PREAMBLES | H2 | [5 empty] | 10/04/2016 08:04:04
601 | 1072 | 1 | 9 | 75 |  |  |  | Descriptions: | [6 empty] | 10/04/2016 08:04:04
602 | 1073 | 1 | 9 | 75 |  |  |  | Items described as "nailed" shall be deemed to be fixed with hardened steel nails or pins or shot pinned to brickwork or concrete. | [6 empty] | 10/04/2016 08:04:04
603 | 1074 | 1 | 9 | 75 |  |  |  | Items described as "plugged" shall be deemed to include screwing to fibre, plastic or metal plugs at not exceeding 600mm centres, and where described as "bolted" the bolts have been given elsewhere. | [6 empty] | 10/04/2016 08:04:04
604 | 1076 | 1 | 9 | 75 |  |  |  | CEILINGS, ETC. | H2 | [5 empty] | 10/04/2016 08:04:04
605 | 1078 | 1 | 9 | 75 |  |  |  | NAILED UP CEILINGS | H2 | [5 empty] | 10/04/2016 08:04:04
606 | 2808 | 1 | 9 | 75 |  |  |  | 6,4mm "Everite Nutec" fibre-cement boards with H-type pressed steel jointing strips | H3 | [5 empty] | 20/03/2018 10:10:43
607 | 2620 | 1 | 9 | 75 | 1 | new item |  | Ceilings including 38 x 38mm sawn softwood brandering at 400mm centres | m2 | 509 |  | 0 |  |  | 12/03/2018 10:42:46
608 | 1090 | 1 | 9 | 76 |  |  |  | Trap doors | H3 | [5 empty] | 10/04/2016 08:04:04
609 | 1091 | 1 | 9 | 76 | 2 |  |  | Extra over ceilings for trap door, size 650 x 650mm, supporting framework members formed of 25 x 25 x 3mm T-profile steel and hinged to open 180 degrees onto ceiling. | No | 8 |  | 0 |  |  | 10/04/2016 08:04:04
610 | 1085 | 1 | 9 | 76 |  |  |  | CORNICES | H2 | [5 empty] | 10/04/2016 08:04:04
611 | 2809 | 1 | 9 | 76 |  |  |  | Rhino gypsum plasterboard cornices | H3 | [5 empty] | 12/03/2018 10:31:47
612 | 1087 | 1 | 9 | 76 | 3 |  |  | 75mm Coved cornices | m | 307 |  | 0 |  |  | 10/04/2016 08:04:04
613 | 0 | 1 | 9 | [11 empty] | 03/11/2021 12:00:00
614 | 2807 | 1 | 10 | 77 |  |  |  | BILL NO. 9 | H1 | [5 empty] | 20/03/2018 09:51:35
615 | 1114 | 1 | 10 | 77 |  |  |  | IRONMONGERY | H1 | [5 empty] | 12/03/2018 10:25:08
616 | 1118 | 1 | 10 | 77 |  |  |  | TRADE NAMES | H2 | [5 empty] | 10/04/2016 08:04:04
617 | 1119 | 1 | 10 | 77 |  |  |  | No reference to trade names shall be made in these bills of provisional quantities. | [6 empty] | 10/04/2016 08:04:04
618 | 1120 | 1 | 10 | 77 |  |  |  | Note: Where an item is referred to by a Trade name or catalogue number, it may be replaced by another product of equal quality with the prior approval of the Principal Agent. | [6 empty] | 10/04/2016 08:04:04
619 | 1124 | 1 | 10 | 77 |  |  |  | PRIME COST AMOUNTS | H2 | [5 empty] | 10/04/2016 08:04:04
620 | 1125 | 1 | 10 | 77 |  |  |  | Notes: | [6 empty] | 10/04/2016 08:04:04
621 | 1126 | 1 | 10 | 77 |  |  |  | Under no circumstances may any Prime Cost Amount, etc. be extended at an amount lower than the amount given in this Bill. | [6 empty] | 10/04/2016 08:04:04
622 | 1127 | 1 | 10 | 77 |  |  |  | Prime cost amounts may be omitted or reduced at the Principal. | [6 empty] | 10/04/2016 08:04:04
623 | 1128 | 1 | 10 | 77 |  |  |  | Agents sole discretion and the contractor shall not be entitled to claim for any loss by way of reductions or omissions of any discount, or percentage relating to Prime cost amounts or any loss of profit related thereto. | [6 empty] | 10/04/2016 08:04:04
624 | 1129 | 1 | 10 | 77 |  |  |  | In the settlement of the Final Account any amounts allowed by the Contractor for profit will be adjusted in Proportion to the value of the proven amounts. | [6 empty] | 10/04/2016 08:04:04
625 | 2791 | 1 | 10 | 77 |  |  |  | HINGES, BOLTS, ETC | H2 | [5 empty] | 12/03/2018 09:03:19
626 | 2821 | 1 | 10 | 77 | 1 |  |  | Fortis 200mm barrel bolt | No | 15 |  | 0 |  |  | 10/06/2021 12:19:56
627 | 2793 | 1 | 10 | 77 |  |  |  | LOCKS | H2 | [5 empty] | 12/03/2018 09:18:02
628 | 2794 | 1 | 10 | 77 |  |  |  | Union | H3 | [5 empty] | 12/03/2018 09:18:02
629 | 2795 | 1 | 10 | 77 | 2 |  |  | Euro Profile Cylinder, code: 2 x 18 SCGMKD | No | 21 |  | 0 |  |  | 12/03/2018 09:34:22
630 | 2796 | 1 | 10 | 78 |  |  |  | HANDLES | H2 | [5 empty] | 12/03/2018 09:20:12
631 | 2797 | 1 | 10 | 78 |  |  |  | Union | H3 | [5 empty] | 12/03/2018 09:20:17
632 | 2798 | 1 | 10 | 78 | 3 |  |  | Dove Lever Furniture On Backplate 152 x 76mm plate pull handle, code: SS6D63-22 | No | 8 |  | 0 |  |  | 12/03/2018 09:46:35
633 | 2724 | 1 | 10 | 78 |  |  |  | DOOR CLOSERS, ETC. | H2 | [5 empty] | 23/02/2018 09:30:11
634 | 2725 | 1 | 10 | 78 | 4 |  |  | Door closer BTS84 En3 open floor spring unit with spindle | No | 8 |  | 0 |  |  | 23/02/2018 09:31:38
635 | 1140 | 1 | 10 | 78 |  |  |  | BATHROOM FITTINGS | H2 | [5 empty] | 10/04/2016 08:04:04
636 | 1141 | 1 | 10 | 78 |  |  |  | Soap dispensers, trays, etc | H3 | [5 empty] | 15/03/2018 12:56:05
637 | 1142 | 1 | 10 | 78 | 5 |  |  | “Vaal” Glazed Ceramic recessed soap dish plugged to wall | No | 12 |  | 0 |  |  | 10/06/2021 12:25:03
638 | 2729 | 1 | 10 | 78 | 6 |  |  | Franke” 156 x 137 x 304mm Surface mounted and toilet roll holder complete with cylinder lock and standard Franke key, including screw and dowel, Mode STRX671¦No¦15¦¦¦¦¦10/06/2021 12:20:08¦
639 | 1143 | 1 | 10 | 78 | 7 |  |  | Kimberely Clark 329912 liquid soap dispenser with elbow action pump, fixed to wall. | No | 4 |  | 0 |  |  | 10/06/2021 12:20:42
640 | 2730 | 1 | 10 | 78 | 8 |  |  | Kimberely Clark relex MK2 Stainless steel hand towel dispenser code SA426125 overall size 310 x 280 x 400mm high | No | 4 |  | 0 |  |  | 10/06/2021 12:25:16
641 | 2731 | 1 | 10 | 78 | 9 |  |  | Kimberely Clark disposer plus stainless steel wall mounted waste bin code SA426135 overall size 300 x 250 x 500mm high | No | 4 |  | 0 |  |  | 10/06/2021 12:25:30
642 | 1144 | 1 | 10 | 78 |  |  |  | Grab rails | H3 | [5 empty] | 10/04/2016 08:04:04
643 | 1145 | 1 | 10 | 78 | 10 |  |  | 32mm Stainless steel side grab rails | No | 2 |  | 0 |  |  | 10/06/2021 12:25:56
644 | 1146 | 1 | 10 | 78 | 11 |  |  | 32mm Stainless steel steel rear grab rail around cistern rails | No | 2 |  | 0 |  |  | 10/06/2021 12:25:59
645 | 1147 | 1 | 10 | 78 | 12 |  |  | 32mm Stainless steel steel drop down support rail | No | 2 |  | 0 |  |  | 10/06/2021 12:26:04
646 | 1148 | 1 | 10 | 79 |  |  |  | Towel rails | H3 | [5 empty] | 10/04/2016 08:04:04
647 | 1149 | 1 | 10 | 79 | 13 |  |  | 32mm Stainless steel towel rail, size 800mm long | No | 12 |  | 0 |  |  | 23/02/2018 10:27:26
648 | 1150 | 1 | 10 | 79 |  |  |  | SUNDRIES | H2 | [5 empty] | 10/04/2016 08:04:04
649 | 1151 | 1 | 10 | 79 |  |  |  | Door stops | H3 | [5 empty] | 10/04/2016 08:04:04
650 | 1152 | 1 | 10 | 79 | 14 |  |  | Door stop chromium plated Assa (CZ8731CH) | No | 41 |  | 0 |  |  | 23/02/2018 09:47:00
651 | 2805 | 1 | 10 | 79 |  |  |  | LETTERS, NAMEPLATES, ETC | H2 | [5 empty] | 12/03/2018 10:12:25
652 | 2804 | 1 | 10 | 79 |  |  |  | Union | H3 | [5 empty] | 12/03/2018 10:07:42
653 | 1155 | 1 | 10 | 79 | 15 |  |  | 152 x 152 x 3mm Paraplegic pictogram, aluminium engraved, code: AL5066 - 06ASE14 | No | 2 |  | 0 |  |  | 12/03/2018 10:09:18
654 | 2732 | 1 | 10 | 79 | 16 |  |  | 152 x 152 x 3mm Male pictogram, aluminium engraved, code: AL5066 - 06ASE10 | No | 3 |  | 0 |  |  | 12/03/2018 10:10:52
655 | 2733 | 1 | 10 | 79 | 17 |  |  | 152 x 152 x 3mm Female pictogram, aluminium engraved, code: AL5066 - 06ASE10 | No | 3 |  | 0 |  |  | 12/03/2018 10:11:46
656 | 3475 | 1 | 10 | 79 |  |  |  | The following in fire and directional signage | [6 empty] | 17/05/2018 09:30:16
657 | 3476 | 1 | 10 | 79 |  |  |  | Photoluminescent | H3 | [5 empty] | 17/05/2018 09:58:19
658 | 3477 | 1 | 10 | 79 | 18 |  |  | Escape route (Code: E1/E2 - D/S) | No | 6 |  | 0 |  |  | 17/05/2018 09:59:16
659 | 3479 | 1 | 10 | 79 | 19 |  |  | Fire extinguisher and arrow down (Code: F13 - S/S) | No | 4 |  | 0 |  |  | 17/05/2018 10:02:54
660 | 3480 | 1 | 10 | 79 | 20 |  |  | Fire extinguisher, Firehose Reel and Arrow down (Code: F13 - S/S) | No | 2 |  | 0 |  |  | 17/05/2018 10:11:17
661 | 0 | 1 | 10 | [11 empty] | 03/11/2021 12:00:00
662 | 1175 | 1 | 11 | 80 |  |  |  | BILL NO. 10 | H1 | [5 empty] | 20/03/2018 09:51:58
663 | 1176 | 1 | 11 | 80 |  |  |  | METALWORK | H1 | [5 empty] | 12/03/2018 11:25:16
664 | 1180 | 1 | 11 | 80 |  |  |  | TRADE NAMES | H2 | [5 empty] | 10/04/2016 08:04:04
665 | 3048 | 1 | 11 | 80 |  |  |  | Tenderers are advised to study the "Specifications of materials and methods to be used" (PW371/OCTOBER 1993) before pricing this bill. | [6 empty] | 15/03/2018 01:34:09
666 | 1181 | 1 | 11 | 80 |  |  |  | No reference to trade names shall be made in these bills of provisional quantities. | [6 empty] | 10/04/2016 08:04:04
667 | 1182 | 1 | 11 | 80 |  |  |  | Note: Where an item is referred to by a Trade name or catalogue number, it may be replaced by another product of equal quality with the prior approval of the Principal Agent. | [6 empty] | 10/04/2016 08:04:04
668 | 1185 | 1 | 11 | 80 |  |  |  | SUPPLEMENTARY PREAMBLES | H2 | [5 empty] | 10/04/2016 08:04:04
669 | 1186 | 1 | 11 | 80 |  |  |  | Descriptions: | [6 empty] | 10/04/2016 08:04:04
670 | 1187 | 1 | 11 | 80 |  |  |  | Descriptions of bolts shall be deemed to include nuts and washers. | [6 empty] | 10/04/2016 08:04:04
671 | 1188 | 1 | 11 | 80 |  |  |  | Descriptions of expansion anchors and bolts and chemical anchors and bolts shall be deemed to include nuts, washers and mortices in brickwork or concrete. | [6 empty] | 10/04/2016 08:04:04
672 | 1189 | 1 | 11 | 80 |  |  |  | Metalwork described as "holed for bolt(s)" shall be deemed to exclude the bolts unless otherwise described. | [6 empty] | 10/04/2016 08:04:04
673 | 2869 | 1 | 11 | 80 |  |  |  | STEEL HANDRAILS, BALUSTRADES, ETC | H2 | [5 empty] | 12/03/2018 04:10:14
674 | 2871 | 1 | 11 | 80 |  |  |  | Welded handrails to ramps, stairs etc | H3 | [5 empty] | 12/03/2018 04:10:53
675 | 2870 | 1 | 11 | 80 | 1 |  |  | 1000mm high stainless steel balustrades to manufacturers specification (Prime Cost R 900.00/m) | m | 5 |  | 0 |  |  | 10/04/2018 02:53:39
676 | 1194 | 1 | 11 | 80 |  |  |  | MILD STEEL DOOR FRAMES | H2 | [5 empty] | 10/04/2016 08:04:04
677 | 1200 | 1 | 11 | 81 |  |  |  | 1.2mm thick mild steel double rebated frame for 110mm wall | H3 | [5 empty] | 22/02/2018 11:40:13
678 | 1201 | 1 | 11 | 81 | 2 |  |  | Frame for door, size 813 x 2032mm high | No | 17 |  | 0 |  |  | 22/02/2018 11:43:04
679 | 1202 | 1 | 11 | 81 |  |  |  | 1.2mm thick mild steel double rebated frame for 220mm wall | H3 | [5 empty] | 22/02/2018 11:40:26
680 | 3648 | 1 | 11 | 81 | 3 |  |  | Frame for door, size 950 x 2032mm high | No | 4 |  | 0 |  |  | 20/05/2020 11:25:58
681 | 4535 | 1 | 11 | 81 | 4 |  |  | Frame for door, size 1000 x 2032mm high | No | 2 |  | 0 |  |  | 08/06/2021 02:10:53
682 | 4530 | 1 | 11 | 81 |  |  |  | STEEL WINDOWS, DOORS, ETC | H2 | [5 empty] | 08/06/2021 01:58:25
683 | 4531 | 1 | 11 | 81 |  |  |  | Durowin or other approved, standard residential windows residential steel window with one shop coat red oxide, with 10mm square burglar bars at 150mm centres (fully burglar barred). | H3 | [5 empty] | 08/06/2021 01:58:25
684 | 4533 | 1 | 11 | 81 |  |  |  | All window (open & close sections) to have burglar proofing made from flat bar, welded to frame. Standard sliding mechanism to be fitted to allow the window to open a max. of 200mm to prevent learners from hitting their heads on the frames. | [6 empty] | 08/06/2021 02:01:27
685 | 4532 | 1 | 11 | 81 | 5 |  |  | Type NE1, size 535 x 655mm high | No | 31 |  | 0 |  |  | 08/06/2021 02:02:00
686 | 1227 | 1 | 11 | 81 |  |  |  | ALUMINIUM SHOPFRONTS, DOORS, WINDOWS | H2 | [5 empty] | 10/04/2016 08:04:04
687 | 1229 | 1 | 11 | 81 |  |  |  | Bronze powder coated aluminium doors glazed with 6mm safety glass and plugged to brickwork or concrete with and including all ironmongery as per manufacturer's specifications and according to AAAMSA and SABS 0400 standards (As per drawing no: A106) | H3 | [5 empty] | 20/05/2020 11:57:13
688 | 4529 | 1 | 11 | 81 | 6 |  |  | Powder coated aluminium glass partition approximately 3000mm high, all in accordance with Architects drawing | m | 11 |  | 0 |  |  | 08/06/2021 12:54:30
689 | 3649 | 1 | 11 | 81 | 7 |  |  | Shopfront door, overall size 2060 x 2125mm high all in accordance with Architects drawing (ASD02) | No | 1 |  | 0 |  |  | 08/06/2021 12:10:35
690 | 2705 | 1 | 11 | 81 | 8 |  |  | Shopfront overall size 4000 x 2125mm, all in accordance with Architects drawing (ASD01) | No | 8 |  | 0 |  |  | 08/06/2021 12:06:15
691 | 4522 | 1 | 11 | 82 | 9 |  |  | Shopfront overall size 4260 x 2125mm, all in accordance with Architects drawing (ASD22) | No | 1 |  | 0 |  |  | 08/06/2021 12:12:14
692 | 4523 | 1 | 11 | 82 | 10 |  |  | Shopfront overall size 4600 x 2125mm, all in accordance with Architects drawing | No | 1 |  | 0 |  |  | 08/06/2021 12:13:16
693 | 1231 | 1 | 11 | 82 |  |  |  | Bronze powder coated aluminium windows glazed including burglar bars with 6mm safety glass and plugged to brickwork or concrete according to AAAMSA and SABS 0400 standards (As per drawing: NH-1620-A15) | H3 | [5 empty] | 12/03/2018 12:23:29
694 | 4524 | 1 | 11 | 82 | 11 |  |  | Window, size 300 x 900mm high (ASW09) | No | 1 |  | 0 |  |  | 08/06/2021 12:14:55
695 | 1232 | 1 | 11 | 82 | 12 |  |  | Window, size 500 x 900mm high (ASW10-18) | No | 9 |  | 0 |  |  | 08/06/2021 12:15:42
696 | 4526 | 1 | 11 | 82 | 13 |  |  | Window, size 1200 x 1200mm high (ASW04,06,07,08,09) | No | 5 |  | 0 |  |  | 08/06/2021 12:25:47
697 | 3650 | 1 | 11 | 82 | 14 |  |  | Window, size 2100 x 1500mm high (ASW20) | No | 1 |  | 0 |  |  | 08/06/2021 12:17:37
698 | 2825 | 1 | 11 | 82 | 15 |  |  | Window, size 2100 x 2125mm high (ASW21) | No | 1 |  | 0 |  |  | 08/06/2021 12:18:54
699 | 2570 | 1 | 11 | 82 | 16 |  |  | Window, size 3400 x 2125mm, all in accordance with Architects drawing (ASW02, 03) | No | 2 |  | 0 |  |  | 08/06/2021 12:20:29
700 | 1230 | 1 | 11 | 82 | 17 |  |  | Window, size 4485 x 2125mm, all in accordance with Architects drawing (ASW01) | No | 2 |  | 0 |  |  | 08/06/2021 12:20:47
701 | 2864 | 1 | 11 | 82 |  |  |  | SHOWER CUBICLE DOORS | H2 | [5 empty] | 12/03/2018 03:58:24
702 | 2865 | 1 | 11 | 82 |  |  |  | Anodised aluminium shower cubicle doors with sliding gear, cleats, stops, etc and 6.38mm toughened obscure safety glass plugged to tiled walls | H3 | [5 empty] | 12/03/2018 04:35:14
703 | 2866 | 1 | 11 | 82 | 18 |  |  | 900 x 2100mm high Shower pivot doors including frame plugged to wall | No | 12 |  | 0 |  |  | 12/03/2018 04:36:04
704 | 0 | 1 | 11 | [11 empty] | 03/11/2021 12:00:00
705 | 1309 | 1 | 12 | 83 |  |  |  | BILL NO. 11 | H1 | [5 empty] | 06/09/2021 11:12:12
706 | 1310 | 1 | 12 | 83 |  |  |  | PLASTERING | H1 | [5 empty] | 12/03/2018 03:29:07
707 | 1314 | 1 | 12 | 83 |  |  |  | TRADE NAMES | H2 | [5 empty] | 10/04/2016 08:04:04
708 | 1315 | 1 | 12 | 83 |  |  |  | No reference to trade names shall be made in these bills of provisional quantities. | [6 empty] | 10/04/2016 08:04:04
709 | 1316 | 1 | 12 | 83 |  |  |  | Note: Where an item is referred to by a Trade name or catalogue number, it may be replaced by another product of equal quality with the prior approval of the Principal Agent. | [6 empty] | 10/04/2016 08:04:04
710 | 1320 | 1 | 12 | 83 |  |  |  | SCREEDS | H2 | [5 empty] | 10/04/2016 08:04:04
711 | 1321 | 1 | 12 | 83 |  |  |  | Screeds wood floated on concrete | H3 | [5 empty] | 10/04/2016 08:04:04
712 | 1323 | 1 | 12 | 83 | 1 |  |  | 25mm Thick on floors and landings | m2 | 405 |  | 0 |  |  | 10/06/2021 12:33:49
713 | 1332 | 1 | 12 | 83 |  |  |  | INTERNAL PLASTER | H2 | [5 empty] | 10/04/2016 08:04:04
714 | 1333 | 1 | 12 | 83 |  |  |  | Cement plaster on brickwork | H3 | [5 empty] | 10/04/2016 08:04:04
715 | 1334 | 1 | 12 | 83 | 2 |  |  | On walls | m2 | 809 |  | 0 |  |  | 19/03/2018 02:34:11
716 | 0 | 1 | 12 | [11 empty] | 03/11/2021 12:00:00
717 | 1340 | 1 | 13 | 84 |  |  |  | BILL NO. 12 | H1 | [5 empty] | 06/09/2021 11:12:22
718 | 1341 | 1 | 13 | 84 |  |  |  | TILING | H1 | [5 empty] | 12/03/2018 02:46:11
719 | 1345 | 1 | 13 | 84 |  |  |  | TRADE NAMES | H2 | [5 empty] | 10/04/2016 08:04:04
720 | 1346 | 1 | 13 | 84 |  |  |  | No reference to trade names shall be made in these bills of provisional quantities. | [6 empty] | 10/04/2016 08:04:04
721 | 1347 | 1 | 13 | 84 |  |  |  | Note: Where an item is referred to by a Trade name or catalogue number, it may be replaced by another product of equal quality with the prior approval of the Principal Agent. | [6 empty] | 10/04/2016 08:04:04
722 | 1350 | 1 | 13 | 84 |  |  |  | SUPPLEMENTARY PREAMBLES | H2 | [5 empty] | 10/04/2016 08:04:04
723 | 1351 | 1 | 13 | 84 |  |  |  | Unless described as "fixed with adhesive to plaster (plaster elsewhere)" descriptions of tiling on brick or concrete walls, columns, etc. shall be deemed to include 4:1 cement plaster backing and descriptions of tiling on concrete floors etc. shall be deemed to include 3:1 plaster bedding. | [6 empty] | 10/04/2016 08:04:04
724 | 1361 | 1 | 13 | 84 |  |  |  | WALL TILING | H2 | [5 empty] | 10/04/2016 08:04:04
725 | 1362 | 1 | 13 | 84 |  |  |  | 200 x 200mm Glazed ceramic wall tiles (Prime Cost R 90.00/m2 delivered to site) fixed with adhesive to plaster (plaster elsewhere measured) and flush pointed with grout in as specified by the manufacturer | H3 | [5 empty] | 10/06/2021 12:34:58
726 | 1363 | 1 | 13 | 84 | 1 |  |  | On walls | m2 | 56 |  | 0 |  |  | 10/04/2016 08:04:04
727 | 2815 | 1 | 13 | 84 | 2 |  |  | On walls in isolated panels, splashbacks, etc | m2 | 7 |  | 0 |  |  | 12/03/2018 11:17:49
728 | 1367 | 1 | 13 | 85 |  |  |  | FLOOR TILING | H2 | [5 empty] | 10/04/2016 08:04:04
729 | 1368 | 1 | 13 | 85 |  |  |  | 300 x 300mm Non-slip Ceramic tiles (Prime Cost R 200.00/m2 delivered to site) fixed with an approved adhesive on prepared screeded floors with 3mm wide joints and flush pointed with tinted jointing compound and sealed with approved sealer | H3 | [5 empty] | 10/06/2021 12:35:45
730 | 1369 | 1 | 13 | 85 | 3 |  |  | On floors and landings | m2 | 509 |  | 0 |  |  | 10/04/2016 08:04:04
731 | 1370 | 1 | 13 | 85 | 4 |  |  | On skirtings not exceeding 150mm high | m | 90 |  | 0 |  |  | 30/11/2020 03:26:09
732 | 2847 | 1 | 13 | 85 |  |  |  | 50 x 50mm Thick mosaic floor tiles (Prime Cost R 240.00/m2 delivered to site) fixed with an approved adhesive on prepared screeded floors with 3mm wide joints and flush pointed with tinted jointing compound and sealed with approved sealer | H3 | [5 empty] | 19/03/2018 02:37:29
733 | 2848 | 1 | 13 | 85 | 5 |  |  | On shower floors | m2 | 10 |  | 0 |  |  | 12/03/2018 02:29:37
734 | 0 | 1 | 13 | [11 empty] | 03/11/2021 12:00:00
735 | 1381 | 1 | 14 | 86 |  |  |  | BILL NO. 13 | H1 | [5 empty] | 06/09/2021 11:12:41
736 | 1382 | 1 | 14 | 86 |  |  |  | PLUMBING AND DRAINAGE | H1 | [5 empty] | 12/03/2018 02:47:35
737 | 1386 | 1 | 14 | 86 |  |  |  | TRADE NAMES | H2 | [5 empty] | 10/04/2016 08:04:04
738 | 1387 | 1 | 14 | 86 |  |  |  | No reference to trade names shall be made in these bills of provisional quantities. | [6 empty] | 10/04/2016 08:04:04
739 | 1388 | 1 | 14 | 86 |  |  |  | Note: Where an item is referred to by a Trade name or catalogue number, it may be replaced by another product of equal quality with the prior approval of the Principal Agent. | [6 empty] | 10/04/2016 08:04:04
740 | 1391 | 1 | 14 | 86 |  |  |  | SUPPLEMENTARY PREAMBLES | H2 | [5 empty] | 10/04/2016 08:04:04
741 | 1392 | 1 | 14 | 86 |  |  |  | uPVC pipes and fittings: | [6 empty] | 10/04/2016 08:04:04
742 | 1393 | 1 | 14 | 86 |  |  |  | Soil, waste and vent pipes and fittings shall be solvent weld jointed. | [6 empty] | 10/04/2016 08:04:04
743 | 1394 | 1 | 14 | 86 |  |  |  | uPVC pressure pipes and fittings: | [6 empty] | 10/04/2016 08:04:04
744 | 1395 | 1 | 14 | 86 |  |  |  | Pipes for water supply shall be of the class stated. | [6 empty] | 10/04/2016 08:04:04
745 | 1396 | 1 | 14 | 86 |  |  |  | Pipes of 40mm diameter and smaller shall be plain ended with solvent welded uPVC loose sockets and fittings. | [6 empty] | 10/04/2016 08:04:04
746 | 1397 | 1 | 14 | 86 |  |  |  | Pipes of 50mm diameter and greater shall have sockets and spigots with push in type integral rubber ring joints. Bends shall be uPVC and all other fittings shall be cast iron, all with similar push-in type joints. | [6 empty] | 10/04/2016 08:04:04
747 | 1398 | 1 | 14 | 86 |  |  |  | Copper pipes: | [6 empty] | 10/04/2016 08:04:04
748 | 1399 | 1 | 14 | 87 |  |  |  | Pipes shall be hard drawn and half-hard pipes of the class stated. Class 0 (thin walled hard drawn) pipes shall not be bent. Class 1 (thin walled half-hard), class 2 (half-hard) and class 3 (heavy walled half-hard) pipes shall only be bent with benders with inner and outer formers. Capillary solder fittings shall comply with ISO 2016. Only compression fittings shall be used in walls or in ground. | [6 empty] | 10/04/2016 08:04:04
749 | 1400 | 1 | 14 | 87 |  |  |  | Reducing fittings | [6 empty] | 10/04/2016 08:04:04
750 | 1401 | 1 | 14 | 87 |  |  |  | Where fittings have reducing ends or branches they are described as "reducing". In the case of pipes with diameters not exceeding 60mm only the largest end or branch size is given. Should the contractor wish to use other fittings and bushes or reducers he may do so on the understanding that no claim in this regard will be entertained. In the case of pipes with diameters exceeding 60mm all sizes are given and no claim for extra bushes, reducers, etc. will be entertained. | [6 empty] | 10/04/2016 08:04:04
751 | 1402 | 1 | 14 | 87 |  |  |  | Wire gratings | [6 empty] | 10/04/2016 08:04:04
752 | 1403 | 1 | 14 | 87 |  |  |  | Descriptions of gutter outlets etc. shall be deemed to include wire balloon gratings. | [6 empty] | 10/04/2016 08:04:04
753 | 1404 | 1 | 14 | 87 |  |  |  | Exposed concrete surfaces | [6 empty] | 10/04/2016 08:04:04
754 | 1405 | 1 | 14 | 87 |  |  |  | Exposed surfaces of concrete stormwater channels, cover slabs, inspection eye marker slabs, gulley tops, cleaning eye tops, catchpits, inspection chambers, etc. shall be finished smooth with plaster. | [6 empty] | 10/04/2016 08:04:04
755 | 1406 | 1 | 14 | 87 |  |  |  | Flush pans: | [6 empty] | 10/04/2016 08:04:04
756 | 1407 | 1 | 14 | 87 |  |  |  | Flush pans shall have straight or side outlets and 'P' or 'S' traps as necessary. | [6 empty] | 10/04/2016 08:04:04
757 | 1408 | 1 | 14 | 87 |  |  |  | Stainless steel basins, sinks, wash troughs, urinals, etc.: | [6 empty] | 10/04/2016 08:04:04
758 | 1409 | 1 | 14 | 87 |  |  |  | Units shall have standard aprons on all exposed edges and tiling keys against walls where applicable. | [6 empty] | 10/04/2016 08:04:04
759 | 1410 | 1 | 14 | 87 |  |  |  | Excavations | [6 empty] | 10/04/2016 08:04:04
760 | 1411 | 1 | 14 | 88 |  |  |  | No claim for rock excavation will be entertained unless the contractor has timeously notified the quantity surveyor thereof prior to backfilling. | [6 empty] | 10/04/2016 08:04:04
761 | 1412 | 1 | 14 | 88 |  |  |  | Soft rock and "hard rock" shall be as defined in "Earthworks". | [6 empty] | 10/04/2016 08:04:04
762 | 1413 | 1 | 14 | 88 |  |  |  | Laying, backfilling, bedding, etc. of pipes | [6 empty] | 10/04/2016 08:04:04
763 | 1414 | 1 | 14 | 88 |  |  |  | Pipes shall be laid and bedded and trenches shall be carefully backfilled in accordance with manufacturers' instructions. | [6 empty] | 10/04/2016 08:04:04
764 | 1415 | 1 | 14 | 88 |  |  |  | Where no manufacturers' instructions exist pipes shall be laid in accordance with clauses 5.1 and 5.2 of each of the following: | [6 empty] | 10/04/2016 08:04:04
765 | 1416 | 1 | 14 | 88 |  |  |  | SABS 1200 L : Medium-pressure pipelines | [6 empty] | 10/04/2016 08:04:04
766 | 1417 | 1 | 14 | 88 |  |  |  | LD : Sewers | [6 empty] | 10/04/2016 08:04:04
767 | 1418 | 1 | 14 | 88 |  |  |  | LE : Stormwater drainage | [6 empty] | 10/04/2016 08:04:04
768 | 1419 | 1 | 14 | 88 |  |  |  | Pipe trenches etc. shall be backfilled in accordance with clauses 3, 5.5, 5.6, 5.7 and 7 of SABS 1200 | [6 empty] | 10/04/2016 08:04:04
769 | 1420 | 1 | 14 | 88 |  |  |  | DB : Earthworks (Pipe trenches) | [6 empty] | 10/04/2016 08:04:04
770 | 1421 | 1 | 14 | 88 |  |  |  | Pipes shall be bedded in accordance with clauses 3.1 to 3.4.1, 5.1 to 5.3 and 7 of SABS 1200 | [6 empty] | 10/04/2016 08:04:04
771 | 1422 | 1 | 14 | 88 |  |  |  | LB : Bedding (Pipes). | [6 empty] | 10/04/2016 08:04:04
772 | 1423 | 1 | 14 | 88 |  |  |  | Unless otherwise described bedding of rigid pipes shall be class B bedding | [6 empty] | 10/04/2016 08:04:04
773 | 1425 | 1 | 14 | 88 |  |  |  | RAINWATER DISPOSAL | H2 | [5 empty] | 10/04/2016 08:04:04
774 | 1426 | 1 | 14 | 88 |  |  |  | 0.6mm Galvanised mild steel | H3 | [5 empty] | 10/04/2016 08:04:04
775 | 1427 | 1 | 14 | 88 | 1 |  |  | 125 x 100mm galvanised mild steel gutters with galvanised fixing brackets | m | 41 |  | 0 |  |  | 10/04/2016 08:04:04
776 | 1428 | 1 | 14 | 89 | 2 |  |  | 100 x 100mm galvanised mild steel down pipes with galvanised fixing brackets | m | 16 |  | 0 |  |  | 10/04/2016 08:04:04
777 | 1429 | 1 | 14 | 89 | 3 |  |  | Extra on gutter for outlet to 100 x 100mm downpipe | No | 4 |  | 0 |  |  | 10/04/2016 08:04:04
778 | 1431 | 1 | 14 | 89 | 4 |  |  | Extra on 100 x 100mm diameter rainwater downpipe for shoe | No | 4 |  | 0 |  |  | 10/04/2016 08:04:04
779 | 1432 | 1 | 14 | 89 | 5 |  |  | Extra over gutter for eaves offset | No | 4 |  | 0 |  |  | 10/04/2016 08:04:04
780 | 1433 | 1 | 14 | 89 | 6 |  |  | Extra over for making hole to gutter | No | 4 |  | 0 |  |  | 08/02/2018 11:42:17
781 | 3703 | 1 | 14 | 89 |  |  |  | SANITARY PLUMBING | H2 | [5 empty] | 21/05/2020 01:10:35
782 | 3704 | 1 | 14 | 89 |  |  |  | uPVC pipes | H3 | [5 empty] | 21/05/2020 01:10:35
783 | 3705 | 1 | 14 | 89 | 7 |  |  | 110mm Pipes laid in and including trenches not exceeding 1m deep | m | 100 |  | 0 |  |  | 21/05/2020 01:10:35
784 | 1448 | 1 | 14 | 89 |  |  |  | SANITARY FITTINGS | H2 | [5 empty] | 10/04/2016 08:04:04
785 | 1456 | 1 | 14 | 89 |  |  |  | Stainless steel | H3 | [5 empty] | 10/04/2016 08:04:04
786 | 1457 | 1 | 14 | 89 | 8 |  |  | Franke Quinline Model QLX621-120 (Code: 820008) Grade 304 18/10 polished stainless steel double end bowl inset sink , overall size 1200 x 500mm with two 343 x 410 x 149mm deep bowls, fitted onto cupboard (elsewhere specified) including PVC traps (traps elsewhere specified) with 90mm waste fitting (Code: 300651) | No | 1 |  | 0 |  |  | 10/06/2021 12:37:05
787 | 1449 | 1 | 14 | 89 |  |  |  | Vitreous china | H3 | [5 empty] | 10/04/2016 08:04:04
788 | 1450 | 1 | 14 | 89 | 9 |  |  | Plumline amaro II F/F C/C box suit pan and cistern with Wirquin 199998025 amaro MXJ FF CC bibo mechanism complete 11/2 outlet, including Plumline wooden toilet seat with nylon white hinge | No | 15 |  | 0 |  |  | 21/02/2018 01:23:17
789 | 1451 | 1 | 14 | 89 | 10 |  |  | Vaal 750200 Protea paraplegic LL pan with Vaal 7116LP hibiscus elite paraplegic cistern and side flush lever | No | 2 |  | 0 |  |  | 21/02/2018 01:28:53
790 | 1453 | 1 | 14 | 90 | 11 |  |  | Vaal Sanitaryware Cameo ceramic fireclay drop-in vanity basin colour White (Code: 7028), size 595 x 455mm with one taphole including chainstay hole fitted into opening in vanity top (elsewhere specified) and sealed with silicone sealant where basin rim meets vanity top | No | 24 |  | 0 |  |  | 19/03/2018 12:10:19
791 | 1454 | 1 | 14 | 90 | 12 |  |  | Vaal 705426 Lavatera top urinal, including waste flush pipe and 50 x 1.1/2 PVC BSP female adapter (W50FAD) with 38mm diameter chromium plated domical grating, spreader and concealed hanger brackets (flushmaster elsewhere measured) sealed with silicon sealant where wall meets urinal | No | 9 |  | 0 |  |  | 22/02/2018 09:21:17
792 | 1460 | 1 | 14 | 90 |  |  |  | TRAPS ETC. | H2 | [5 empty] | 10/04/2016 08:04:04
793 | 1461 | 1 | 14 | 90 |  |  |  | uPVC | H3 | [5 empty] | 10/04/2016 08:04:04
794 | 1462 | 1 | 14 | 90 | 13 |  |  | 40mm 'Flexitrap' flexible rubber reseal 'S' or 'P' trap with clips complete | No | 26 |  | 0 |  |  | 10/04/2016 08:04:04
795 | 1464 | 1 | 14 | 90 |  |  |  | Chromium Plated | H3 | [5 empty] | 10/04/2016 08:04:04
796 | 1465 | 1 | 14 | 90 | 14 |  |  | Plumline 40mm Chromium plated bottle trap with chrome plated tail pipe and chrome plated wall flange | No | 9 |  | 0 |  |  | 22/02/2018 09:15:53
797 | 1466 | 1 | 14 | 90 | 15 |  |  | Plumline or similar approved 32mm chrome plated unslotted basin waste union and waste plug | No | 35 |  | 0 |  |  | 22/02/2018 09:14:07
798 | 1469 | 1 | 14 | 90 |  |  |  | TAPS, VALVES, ETC., INCLUDING COUPLING TO PIPES AND/OR FITTINGS | H3 | [5 empty] | 10/04/2016 08:04:04
799 | 1470 | 1 | 14 | 90 | 16 |  |  | Cobra 3311ST-15 stella pillar tap round with chromium finish | No | 25 |  | 0 |  |  | 19/03/2018 12:16:26
800 | 1471 | 1 | 14 | 90 | 17 |  |  | Cobra 503-21B elbow action pillar cold water tap with chromium finish | No | 2 |  | 0 |  |  | 22/02/2018 09:38:59
801 | 2699 | 1 | 14 | 90 | 18 |  |  | Cobra 503-21R elbow action pillar hot water tap with chromium finish | No | 2 |  | 0 |  |  | 22/02/2018 09:41:00
802 | 1472 | 1 | 14 | 90 | 19 |  |  | GROHE Costa S (Code: 20 179 001) or similar approved pillar tap with chrome finish with metal handle, ceramic headpart, swivel tubular spout and flow straightener | No | 1 |  | 0 |  |  | 10/06/2021 12:38:09
803 | 1475 | 1 | 14 | 91 | 20 |  |  | Cobra Watertech Multi-Jet handshower set (Code: 007MULTI-CP) with handshower, shower rail, sliding handshower holder and flexible hose or similiar approved | No | 12 |  | 0 |  |  | 12/03/2018 04:36:56
804 | 1474 | 1 | 14 | 91 | 21 |  |  | Cobra FJ6-000 20mm urinal flush valve with chromium finish | No | 9 |  | 0 |  |  | 22/02/2018 09:53:18
805 | 1476 | 1 | 14 | 91 | 22 |  |  | 38,2mm Diameter x 203mm long stainless steel flush pipe | No | 9 |  | 0 |  |  | 22/02/2018 10:06:15
806 | 1477 | 1 | 14 | 91 | 23 |  |  | GROHE (Code 2201700A) or similar approved 15mm universal angle valve | No | 2 |  | 0 |  |  | 10/04/2016 08:04:04
807 | 1478 | 1 | 14 | 91 | 24 |  |  | Cobra Watertech Ixion (Code: X-128-15CP) or similar approved 15mm chrome plated undertile stop tap | No | 12 |  | 0 |  |  | 19/03/2018 12:17:23
808 | 1479 | 1 | 14 | 91 | 25 |  |  | Cobra Watertech (Code: KP2.6) 15mm chrome plated Power shower head with classic spray and self-cleaning spray nozzle | No | 12 |  | 0 |  |  | 10/04/2016 08:04:04
809 | 1480 | 1 | 14 | 91 | 26 |  |  | 40mm Shower trap including stainless steel grating | No | 12 |  | 0 |  |  | 10/04/2016 08:04:04
810 | 1481 | 1 | 14 | 91 | 27 |  |  | 15mm Angle stop cock | No | 15 |  | 0 |  |  | 10/04/2016 08:04:04
811 | 1482 | 1 | 14 | 91 | 28 |  |  | 15mm Flexible tap connector 350mm long | No | 17 |  | 0 |  |  | 22/02/2018 10:06:26
812 | 1483 | 1 | 14 | 91 |  |  |  | SANITARY PLUMBING | H2 | [5 empty] | 10/04/2016 08:04:04
813 | 1484 | 1 | 14 | 91 |  |  |  | uPVC Pipes | H3 | [5 empty] | 10/04/2016 08:04:04
814 | 1485 | 1 | 14 | 91 | 29 |  |  | 50mm Diameter pipes | m | 66 |  | 0 |  |  | 22/02/2018 10:06:41
815 | 1486 | 1 | 14 | 91 | 30 |  |  | 110mm Diameter pipes | m | 192 |  | 0 |  |  | 22/02/2018 10:06:47
816 | 1487 | 1 | 14 | 91 |  |  |  | Extra over for uPVC for fittings | H3 | [5 empty] | 10/04/2016 08:04:04
817 | 1488 | 1 | 14 | 91 | 31 |  |  | 50mm Inspection eye junction | No | 77 |  | 0 |  |  | 22/02/2018 10:07:12
818 | 1489 | 1 | 14 | 91 | 32 |  |  | 110mm bends | No | 69 |  | 0 |  |  | 22/02/2018 10:07:20
819 | 1490 | 1 | 14 | 91 | 33 |  |  | 110mm Pan connector | No | 17 |  | 0 |  |  | 22/02/2018 10:07:27
820 | 1492 | 1 | 14 | 91 | 34 |  |  | 50mm GI two way vent valve | No | 17 |  | 0 |  |  | 22/02/2018 10:11:19
821 | 1499 | 1 | 14 | 92 |  |  |  | WATER SUPPLIES | H2 | [5 empty] | 10/04/2016 08:04:04
822 | 2853 | 1 | 14 | 92 |  |  |  | Class B copper pipes | H3 | [5 empty] | 12/03/2018 02:55:05
823 | 1501 | 1 | 14 | 92 | 35 |  |  | 15mm Diameter pipes | m | 312 |  | 0 |  |  | 11/04/2018 10:39:57
824 | 1502 | 1 | 14 | 92 | 36 |  |  | 22mm Diameter pipes | m | 130 |  | 0 |  |  | 10/04/2016 08:04:04
825 | 1503 | 1 | 14 | 92 |  |  |  | Extra over for pipe fittings | H3 | [5 empty] | 12/03/2018 02:55:32
826 | 1504 | 1 | 14 | 92 | 37 |  |  | 15mm Fitting | No | 184 |  | 0 |  |  | 22/02/2018 10:11:40
827 | 1505 | 1 | 14 | 92 | 38 |  |  | 22mm Fitting | No | 52 |  | 0 |  |  | 02/06/2020 10:45:43
828 | 1506 | 1 | 14 | 92 |  |  |  | GEYSERS, INCLUDING INSTALLATION COMPLETE | H2 | [5 empty] | 10/04/2016 08:04:04
829 | 1507 | 1 | 14 | 92 | 39 |  |  | 150 Litre 'Kwikot Megaflow' high pressure horizontal wall mounted water heater with 2 Kw 220 V heating elements, drain cock, air relief valve and brackets, bolts, etc. and geyser tray | No | 2 |  | 0 |  |  | 22/02/2018 10:13:07
830 | 1508 | 1 | 14 | 92 |  |  |  | WATER SUPPLIES TO FIRE APPLIANCES | H2 | [5 empty] | 10/04/2016 08:04:04
831 | 3482 | 1 | 14 | 92 |  |  |  | HDPE Pipes | H3 | [5 empty] | 17/05/2018 11:40:09
832 | 3483 | 1 | 14 | 92 | 40 |  |  | 50mm Diameter pipes | m | 12 |  | 0 |  |  | 10/06/2021 12:39:32
833 | 3484 | 1 | 14 | 92 | 41 |  |  | 75mm Diameter pipes | m | 15 |  | 0 |  |  | 10/06/2021 12:39:35
834 | 3485 | 1 | 14 | 92 |  |  |  | Extra over for compression fittings | H3 | [5 empty] | 17/05/2018 11:53:04
835 | 3486 | 1 | 14 | 92 | 42 |  |  | 50mm Fitting | No | 38 |  | 0 |  |  | 17/05/2018 11:43:30
836 | 3487 | 1 | 14 | 92 | 43 |  |  | 75mm Fitting | No | 42 |  | 0 |  |  | 17/05/2018 11:43:34
837 | 1509 | 1 | 14 | 92 |  |  |  | Galvanised pipes | H3 | [5 empty] | 10/04/2016 08:04:04
838 | 3488 | 1 | 14 | 92 | 44 |  |  | 25mm pipe | m | 20 |  | 0 |  |  | 10/06/2021 12:40:02
839 | 1510 | 1 | 14 | 92 | 45 |  |  | 32mm pipe | m | 20 |  | 0 |  |  | 10/06/2021 12:40:06
840 | 1511 | 1 | 14 | 93 |  |  |  | Extra over galvanized steel pipes for fittings | H3 | [5 empty] | 10/04/2016 08:04:04
841 | 1512 | 1 | 14 | 93 | 46 |  |  | 32mm fittings | No | 10 |  | 0 |  |  | 10/06/2021 12:40:28
842 | 1514 | 1 | 14 | 93 |  |  |  | FIRE APPLIANCES ETC. | H2 | [5 empty] | 10/04/2016 08:04:04
843 | 1515 | 1 | 14 | 93 | 47 |  |  | Fire hose reel with 30m long reinforced red rubber hose of internal diameter not less than 19mm and a 4.8mm internal diameter chromium plated brass nozzle flow not to be less than 0.5 litres per second at a pressure not less than 500kpa and hose to be fitted to wall with 10mm hook | No | 2 |  | 0 |  |  | 10/04/2016 08:04:04
844 | 1516 | 1 | 14 | 93 | 48 |  |  | Chubb or similar approved 9kg DCP fire extinguisher with and including No. 02401 hardwood backboard plugged, screwed and pelleted to wall | No | 4 |  | 0 |  |  | 10/04/2016 08:04:04
845 | 3741 | 1 | 14 | 93 |  |  |  | Sundries | H3 | [5 empty] | 02/06/2020 11:50:27
846 | 3742 | 1 | 14 | 93 | 49 |  |  | Testing fire water pipe system | Item | 1 |  | 0 |  |  | 02/06/2020 11:50:27
847 | 3743 | 1 | 14 | 93 | 50 |  |  | 1.5 L/sec @ 400KPa Fire hose reel booster pump | No | 1 |  | 0 |  |  | 02/06/2020 11:50:28
848 | 0 | 1 | 14 | [11 empty] | 03/11/2021 12:00:00
849 | 1518 | 1 | 15 | 94 |  |  |  | BILL NO. 14 | H1 | [5 empty] | 06/09/2021 11:13:00
850 | 1519 | 1 | 15 | 94 |  |  |  | GLAZING | H1 | [5 empty] | 12/03/2018 02:58:07
851 | 1521 | 1 | 15 | 94 |  |  |  | PREAMBLES | H2 | [5 empty] | 10/04/2016 08:04:04
852 | 1522 | 1 | 15 | 94 |  |  |  | For preambles refer to "General Specification of Materials and Methods to be used for Building Contracts." (GP/ASC). | [6 empty] | 10/04/2016 08:04:04
853 | 1523 | 1 | 15 | 94 |  |  |  | TRADE NAMES | H2 | [5 empty] | 10/04/2016 08:04:04
854 | 1524 | 1 | 15 | 94 |  |  |  | No reference to trade names shall be made in these bills of provisional quantities. | [6 empty] | 10/04/2016 08:04:04
855 | 1525 | 1 | 15 | 94 |  |  |  | Note: Where an item is referred to by a Trade name or catalogue number, it may be replaced by another product of equal quality with the prior approval of the Principal Agent. | [6 empty] | 10/04/2016 08:04:04
856 | 1529 | 1 | 15 | 94 |  |  |  | MIRRORS | H2 | [5 empty] | 10/04/2016 08:04:04
857 | 1530 | 1 | 15 | 94 |  |  |  | NOTE : | [6 empty] | 10/04/2016 08:04:04
858 | 1531 | 1 | 15 | 94 |  |  |  | Mirrors shall be of 6mm thick silvered GG quality polished float glass with rounded and polished edges and splayed corners. | [6 empty] | 10/04/2016 08:04:04
859 | 1532 | 1 | 15 | 94 |  |  |  | Unless otherwise described, mirrors shall have four holes for and be screwed to and including approved patent plugs in plastered or tiled wall with countersunk steel screws tap-threaded for and including screw type chromium plated dome-headed caps and felt washers. | [6 empty] | 10/04/2016 08:04:04
860 | 1534 | 1 | 15 | 94 | 1 |  |  | 600 x 450mm Mirror, 6mm silvered float glass copper backed mirror with polished edges, holed for and fixed with CP dome capped mirror screws to the walls | No | 24 |  | 0 |  |  | 12/03/2018 02:59:36
861 | 0 | 1 | 15 | [11 empty] | 03/11/2021 12:00:00
862 | 1539 | 1 | 16 | 95 |  |  |  | BILL NO. 15 | H1 | [5 empty] | 06/09/2021 11:13:32
863 | 1540 | 1 | 16 | 95 |  |  |  | PAINTWORK | H1 | [5 empty] | 12/03/2018 03:05:58
864 | 1544 | 1 | 16 | 95 |  |  |  | TRADE NAMES | H2 | [5 empty] | 10/04/2016 08:04:04
865 | 1545 | 1 | 16 | 95 |  |  |  | No reference to trade names shall be made in these bills of provisional quantities. | [6 empty] | 10/04/2016 08:04:04
866 | 1546 | 1 | 16 | 95 |  |  |  | Note: Where an item is referred to by a Trade name or catalogue number, it may be replaced by another product of equal quality with the prior approval of the Principal Agent. | [6 empty] | 10/04/2016 08:04:04
867 | 1549 | 1 | 16 | 95 |  |  |  | PAINTWORK TO NEW WORK | H2 | [5 empty] | 10/04/2016 08:04:04
868 | 1550 | 1 | 16 | 95 |  |  |  | ON FLOATED PLASTER | H2 | [5 empty] | 10/04/2016 08:04:04
869 | 2779 | 1 | 16 | 95 |  |  |  | ON EXTERNAL PLASTER | H2 | [5 empty] | 19/03/2018 12:36:11
870 | 1551 | 1 | 16 | 95 |  |  |  | Prepare, stop and apply one coat sealer and two coats exterior quality PVA emulsion paint | H3 | [5 empty] | 10/04/2016 08:04:04
871 | 1552 | 1 | 16 | 95 | 1 |  |  | On walls | m2 | 514 |  | 0 |  |  | 02/06/2020 10:47:36
872 | 2780 | 1 | 16 | 95 |  |  |  | ON INTERNAL PLASTER | H2 | [5 empty] | 19/03/2018 12:35:57
873 | 1553 | 1 | 16 | 95 |  |  |  | Prepare surface and apply two coats interior quality Professional superior low sheen paint | H3 | [5 empty] | 10/04/2016 08:04:04
874 | 1554 | 1 | 16 | 95 | 2 |  |  | On walls | m2 | 297 |  | 0 |  |  | 10/04/2016 08:04:04
875 | 1558 | 1 | 16 | 95 |  |  |  | ON FIBRE-CEMENT | H2 | [5 empty] | 10/04/2016 08:04:04
876 | 1590 | 1 | 16 | 95 |  |  |  | Prepare, stop and apply one coat alkali resistant PVA and two coats acrylic PVA paint | H3 | [5 empty] | 10/04/2016 08:04:04
877 | 1591 | 1 | 16 | 95 | 3 |  |  | On ceiling and cornices. | m2 | 405 |  | 0 |  |  | 10/04/2016 08:04:04
878 | 1559 | 1 | 16 | 96 |  |  |  | Prepare and apply one coat plaster primer and two coats exterior quality PVA emulsion paint | H3 | [5 empty] | 10/04/2016 08:04:04
879 | 1560 | 1 | 16 | 96 | 4 |  |  | On fascias and barge boards not exceeding 300 mm girth | m | 160 |  | 0 |  |  | 12/03/2018 03:15:21
880 | 1563 | 1 | 16 | 96 |  |  |  | ON METAL | H2 | [5 empty] | 19/03/2018 12:32:53
881 | 1564 | 1 | 16 | 96 |  |  |  | Spot priming defects with synthetic metal coat, apply red oxide primer, one coat universal undercoat and apply two coats gloss enamel paint | H3 | [5 empty] | 10/04/2016 08:04:04
882 | 1570 | 1 | 16 | 96 | 5 |  |  | On burglar gates, burglar bars, screens, etc. | m2 | 40 |  | 0 |  |  | 02/06/2020 10:49:09
883 | 1572 | 1 | 16 | 96 | 6 |  |  | On door frames | m2 | 23 |  | 0 |  |  | 10/04/2016 08:04:04
884 | 3749 | 1 | 16 | 96 | 7 |  |  | On window frames | m2 | 22 |  | 0 |  |  | 02/06/2020 12:36:14
885 | 1565 | 1 | 16 | 96 | 8 |  |  | On eaves gutters not exceeding 300 mm girth | m | 41 |  | 0 |  |  | 11/04/2018 10:46:10
886 | 1566 | 1 | 16 | 96 | 9 |  |  | On rails, bars, pipes, etc not exceeding 300 mm girth | m | 16 |  | 0 |  |  | 19/03/2018 12:32:30
887 | 1580 | 1 | 16 | 96 |  |  |  | ON WOOD | H2 | [5 empty] | 10/04/2016 08:04:04
888 | 1581 | 1 | 16 | 96 |  |  |  | Prepare surface and apply one coat timber primer, apply one coat universal undercoat and apply two coats matt polyurethane enamel paint | H3 | [5 empty] | 10/04/2016 08:04:04
889 | 1584 | 1 | 16 | 96 | 10 |  |  | On doors | m2 | 89 |  | 0 |  |  | 10/04/2016 08:04:04
890 | 3057 | 1 | 16 | 96 |  |  |  | PAINTWORK ETC TO PREVIOUSLY PAINTED WORK | H2 | [5 empty] | 19/03/2018 10:00:24
891 | 3636 | 1 | 16 | 96 |  |  |  | ON FLOATED PLASTER | H2 | [5 empty] | 18/05/2020 12:32:22
892 | 3637 | 1 | 16 | 96 |  |  |  | Prepare surface and spot prime bare and repaired areas with Professional gypsum and plaster primer, apply one coat Professional all purpose undercoat and apply two coats interior quality Professional superior low sheen paint | H3 | [5 empty] | 18/05/2020 12:32:22
893 | 3638 | 1 | 16 | 96 | 11 |  |  | On walls | m2 | 423 |  | 0 |  |  | 18/05/2020 12:32:22
894 | 3058 | 1 | 16 | 97 |  |  |  | ON METAL | H2 | [5 empty] | 19/03/2018 10:00:51
895 | 3059 | 1 | 16 | 97 |  |  |  | Two coats enamel paint on previously painted steel. The steel must first be prepared to receive new paint by sanding, etc. | H3 | [5 empty] | 20/03/2018 10:11:21
896 | 3060 | 1 | 16 | 97 | 12 |  |  | On gates, grilles, burglar screens, balustrades, etc (both sides measured over the full flat area) | m2 | 74 |  | 0 |  |  | 02/06/2020 10:50:01
897 | 0 | 1 | 16 | [11 empty] | 03/11/2021 12:00:00
898 | 1768 | 1 | 17 | 98 |  |  |  | BILL NO. 16 | H1 | [5 empty] | 06/09/2021 11:13:41
899 | 1769 | 1 | 17 | 98 |  |  |  | PAVING | H1 | [5 empty] | 14/03/2018 11:05:59
900 | 1772 | 1 | 17 | 98 |  |  |  | TRADE NAMES | H2 | [5 empty] | 10/04/2016 08:04:04
901 | 1773 | 1 | 17 | 98 |  |  |  | No reference to trade names shall be made in these bills of provisional quantities. | [6 empty] | 10/04/2016 08:04:04
902 | 1774 | 1 | 17 | 98 |  |  |  | Note: Where an item is referred to by a Trade name or catalogue number, it may be replaced by another product of equal quality with the prior approval of the Principal Agent. | [6 empty] | 10/04/2016 08:04:04
903 | 4587 | 1 | 17 | 98 |  |  |  | THE FOLLOWING IN PAVING | H2 | [5 empty] | 08/06/2021 03:46:31
904 | 4588 | 1 | 17 | 98 |  |  |  | EARTHWORKS | H2 | [5 empty] | 08/06/2021 03:46:31
905 | 4589 | 1 | 17 | 98 |  |  |  | Bulk Excavations, Filling etc. | H3 | [5 empty] | 08/06/2021 03:46:31
906 | 4590 | 1 | 17 | 98 | 1 |  |  | Excavate in earth not exceeding 2000mm deep below natural, elevated or reduced ground level to reduce levels to receive paving (paving elsewhere measured) | m3 | 120 |  | 0 |  |  | 08/06/2021 03:46:31
907 | 4591 | 1 | 17 | 98 | 2 |  |  | Extra over all excavations for carting away surplus material from excavations and/or from stockpiles on site to a dumping site to be located by the Contractor | m3 | 120 |  | 0 |  |  | 08/06/2021 03:48:02
908 | 4592 | 1 | 17 | 98 |  |  |  | Imported selected material supplied by the contractor and compacted to 95% Mod AASHTO maximum density | H3 | [5 empty] | 08/06/2021 03:46:31
909 | 4593 | 1 | 17 | 98 | 3 |  |  | 25mm Thick clean, dry, river sand layer treated with an approved weed killer at the rate of 50 grams per square metre, spread and levelled to receive paving blocks (paving blocks elsewhere measured) | m2 | 800 |  | 0 |  |  | 08/06/2021 03:48:12
910 | 4594 | 1 | 17 | 98 |  |  |  | Selected material supplied by the contractor and compacted to 98% Mod AASHTO maximum density | H3 | [5 empty] | 08/06/2021 03:46:31
911 | 4595 | 1 | 17 | 98 | 4 |  |  | 150mm Layer of G5 material, imported from commercial sources in fill material and compacted to 98% modified AASHTO density | m3 | 120 |  | 0 |  |  | 08/06/2021 03:48:18
912 | 4596 | 1 | 17 | 99 |  |  |  | Compaction of surfaces | H3 | [5 empty] | 08/06/2021 03:46:31
913 | 4597 | 1 | 17 | 99 | 5 |  |  | Compaction of ground surface under pavings, etc. including scarifying for a depth of 150mm, breaking down oversize material, adding suitable material where necessary and compact to 93% modified AASHTO density | m2 | 800 |  | 0 |  |  | 08/06/2021 03:48:22
914 | 4598 | 1 | 17 | 99 |  |  |  | Soil insecticide | H3 | [5 empty] | 08/06/2021 03:46:31
915 | 4599 | 1 | 17 | 99 | 6 |  |  | Herbiside poisoning at surface of ground in bottoms of trenches, bases, etc. | m2 | 800 |  | 0 |  |  | 08/06/2021 03:48:26
916 | 4600 | 1 | 17 | 99 |  |  |  | PRECAST CONCRETE | H2 | [5 empty] | 08/06/2021 03:46:31
917 | 4601 | 1 | 17 | 99 |  |  |  | Paving | H3 | [5 empty] | 08/06/2021 03:46:31
918 | 4602 | 1 | 17 | 99 | 7 |  |  | 80mm Thick 25MPa precast concrete interlocking block paving of 220 x 97mm grey paving blocks in accordance with SABS Specification 1058 and laid to falls in herring-bone pattern on sand layer (sand layer elsewhere measured) with joints filled in with sand and vibrated, including all straight cutting | m2 | 800 |  | 0 |  |  | 08/06/2021 03:48:42
919 | 4603 | 1 | 17 | 99 |  |  |  | Kerbs, slabs, etc. | H3 | [5 empty] | 08/06/2021 03:46:31
920 | 4604 | 1 | 17 | 99 | 8 |  |  | 150mm High precast concrete barrier kerbing to SABS 927 Fig. 12 in 1000mm lengths with 10mm wide butt joints filled in with (2:1) cement mortar and pointed with grooved half round joints and 10mm wide open butt joints at 5000mm centres including 15MPa/19mm mass concrete bedding size 75mm thick x 300mm wide, 15 MPa/19mm mass concrete haunching size 120mm long x 75mm high x 150mm thick at joints, any necessary excavation, formwork, etc. and backfilling at back of kerbs, topsoiled and levelled to adjacent surfaces | m | 500 |  | 0 |  |  | 08/06/2021 03:46:31
921 | 3665 | 1 | 17 | 99 |  |  |  | REMOVAL OF EMBANKMENTS | H2 | [5 empty] | 08/06/2021 03:29:01
922 | 4553 | 1 | 17 | 99 |  |  |  | BULK EXCAVATION, FILLING, ETC. | H2 | [5 empty] | 08/06/2021 03:34:20
923 | 4554 | 1 | 17 | 99 |  |  |  | Open face excavation in earth over sloping site | H3 | [5 empty] | 08/06/2021 03:34:20
924 | 4555 | 1 | 17 | 99 | 9 |  |  | Cut to Spoil to stock piles | m3 | 1440 |  | 0 |  |  | 08/06/2021 03:34:20
925 | 4556 | 1 | 17 | 100 |  |  |  | Extra over all excavations for carting away | H3 | [5 empty] | 08/06/2021 03:34:20
926 | 4557 | 1 | 17 | 100 | 10 |  |  | Surplus material from excavations on site to a dumping site to be located by the contractor (Rate to include bulkage factor) | m3 | 1440 |  | 0 |  |  | 08/06/2021 03:34:20
927 | 4558 | 1 | 17 | 100 |  |  |  | Scarifying excavated surfaces | H3 | [5 empty] | 08/06/2021 03:34:20
928 | 4559 | 1 | 17 | 100 | 11 |  |  | Scarifying for a depth of 150mm, breaking down oversize material, adding suitable material where necessary and compacting to 95% Mod AASHTO density | m2 | 800 |  | 0 |  |  | 10/06/2021 04:06:20
929 | 4560 | 1 | 17 | 100 |  |  |  | THE FOLLOWING IN V-DRAIN | H2 | [5 empty] | 08/06/2021 03:38:28
930 | 4561 | 1 | 17 | 100 |  |  |  | REINFORCED CONCRETE, CAST AGAINST EXCAVATED SURFACES | H2 | [5 empty] | 08/06/2021 03:38:28
931 | 4562 | 1 | 17 | 100 |  |  |  | 30MPa/19mm Concrete | H3 | [5 empty] | 08/06/2021 03:38:28
932 | 4563 | 1 | 17 | 100 | 12 |  |  | V-drain laid to falls | m3 | 15 |  | 0 |  |  | 08/06/2021 03:38:28
933 | 4564 | 1 | 17 | 100 |  |  |  | CONCRETE TEST CUBES | H2 | [5 empty] | 08/06/2021 03:38:28
934 | 4565 | 1 | 17 | 100 | 13 |  |  | Making and testing 150 x 150 x 150mm concrete strength test cube | No | 6 |  | 0 |  |  | 08/06/2021 03:38:28
935 | 4566 | 1 | 17 | 100 |  |  |  | FORMWORK | H2 | [5 empty] | 08/06/2021 03:38:28
936 | 4567 | 1 | 17 | 100 |  |  |  | ROUGH FORMWORK (DEGREE OF ACCURACY III) | H2 | [5 empty] | 08/06/2021 03:38:28
937 | 4568 | 1 | 17 | 100 | 14 |  |  | Edges, risers, ends and reveals not exceeding 300mm high or wide | m | 100 |  | 0 |  |  | 08/06/2021 03:38:28
938 | 4569 | 1 | 17 | 100 |  |  |  | REINFORCEMENT | H2 | [5 empty] | 08/06/2021 03:38:28
939 | 4570 | 1 | 17 | 100 |  |  |  | Fabric reinforcement: | H3 | [5 empty] | 08/06/2021 03:38:29
940 | 4571 | 1 | 17 | 100 | 15 |  |  | Type reference. 193 fabric reinforcement in concrete surface beds, aprons, etc. | m2 | 100 |  | 0 |  |  | 08/06/2021 03:38:29
941 | 4572 | 1 | 17 | 100 |  |  |  | MOVEMENT JOINTS, ETC. | H2 | [5 empty] | 08/06/2021 03:38:29
942 | 4573 | 1 | 17 | 101 |  |  |  | Expansion joints with 12mm thick softboard between vertical concrete surfaces | H3 | [5 empty] | 08/06/2021 03:38:29
943 | 4574 | 1 | 17 | 101 | 16 |  |  | 12mm Joints between surface bed and brick wall not exceeding 300mm high | m | 16 |  | 0 |  |  | 08/06/2021 03:38:29
944 | 4575 | 1 | 17 | 101 |  |  |  | Saw cut joints | H3 | [5 empty] | 08/06/2021 03:38:29
945 | 4576 | 1 | 17 | 101 | 17 |  |  | 3 x 50mm Saw cut joints in top of concrete | m | 16 |  | 0 |  |  | 08/06/2021 03:38:29
946 | 4581 | 1 | 17 | 101 |  |  |  | SUNDRIES | H2 | [5 empty] | 08/06/2021 03:38:29
947 | 4582 | 1 | 17 | 101 |  |  |  | Finishing top surfaces of concrete smooth with a wood float | H3 | [5 empty] | 08/06/2021 03:38:29
948 | 4583 | 1 | 17 | 101 | 18 |  |  | Surface beds, slabs, etc. | m2 | 100 |  | 0 |  |  | 08/06/2021 03:38:29
949 | 4584 | 1 | 17 | 101 |  |  |  | DAMPPROOFING OF WALLS AND FLOORS | H2 | [5 empty] | 08/06/2021 03:38:29
950 | 4585 | 1 | 17 | 101 |  |  |  | One layer of 250 micron polyethylene sheeting laid : | H3 | [5 empty] | 08/06/2021 03:38:29
951 | 4586 | 1 | 17 | 101 | 19 |  |  | Under surface beds, sides of ground beams and under aprons, etc. | m2 | 100 |  | 0 |  |  | 08/06/2021 03:38:29
952 | 3697 | 1 | 17 | 101 |  |  |  | BUDGETARY AMOUNTS | H2 | [5 empty] | 21/05/2020 12:17:06
953 | 3755 | 1 | 17 | 101 | 20 |  |  | Allow the Budgetary Allowance of R400 000.00 for Sundries and Builder's Work in connection with Specialist Services | Item | 1 | 400000 | 400000 |  |  | 10/06/2021 12:54:42
954 | 0 | 1 | 17 | [11 empty] | 03/11/2021 12:00:00
955 | 2209 | 1 | 18 | 102 |  |  |  | BILL NO. 17 | H1 | [5 empty] | 06/09/2021 11:13:52
956 | 2210 | 1 | 18 | 102 |  |  |  | PROVISIONAL SUMS | H1 | [5 empty] | 14/03/2018 12:57:01
957 | 2211 | 1 | 18 | 102 |  |  |  | NOTES: | [6 empty] | 10/04/2016 08:04:04
958 | 2212 | 1 | 18 | 102 |  |  |  | 1. The Contractor's attention is drawn specifically to the Principal Building Agreement clause 20.0 (Nominated Sub-Contractors), clause 21.0 (Selected Sub-Contractors), clause 22 (work by Direct Contractors), clause 23 (work by Non Nominated Sub-Contractors) and to the related Clauses in Bill No. 1 - Preliminaries. | [6 empty] | 10/04/2016 08:04:04
959 | 2213 | 1 | 18 | 102 |  |  |  | 2. The Contractor's attention is drawn also to the definition of attendance on nominated or selected sub-contractors and of fuel, power and water for commissioning of mechanical and other specialised installations given in the JBCC Preliminaries. | [6 empty] | 10/04/2016 08:04:04
960 | 2214 | 1 | 18 | 102 |  |  |  | 3. Where special attendance includes the provision of hoisting facilities for a sub-contractor then the Contractor shall :- | [6 empty] | 10/04/2016 08:04:04
961 | 2215 | 1 | 18 | 102 |  |  |  | * Ensure that the capacities of his hoisting equipment are sufficient to deal with the masses and the quantities of the items to be hoisted, | [6 empty] | 10/04/2016 08:04:04
962 | 2216 | 1 | 18 | 102 |  |  |  | * Schedule the times of availability of the hoisting equipment for each sub-contractor, | [6 empty] | 10/04/2016 08:04:04
963 | 2217 | 1 | 18 | 102 |  |  |  | * Provide all necessary personnel to operate the hoisting equipment, all to enable the sub-contractor to execute the hoisting or lowering of his material, etc. using the facilities provided by the Contractor. | [6 empty] | 10/04/2016 08:04:04
964 | 2218 | 1 | 18 | 102 |  |  |  | 4. Under no circumstances may any Prime Cost - Provisional Amount, etc. be extended at an amount lower than the amount given in this Bill. | [6 empty] | 10/04/2016 08:04:04
965 | 2219 | 1 | 18 | 103 |  |  |  | 5. Provisional amounts may be omitted or reduced at the Principal Agents sole discretion and the contractor shall not be entitled to claim for any loss by way of reductions or omissions of any discount, or percentage relating to Provisional Amounts or P.C. amounts or any loss of profit related thereto. | [6 empty] | 10/04/2016 08:04:04
966 | 2220 | 1 | 18 | 103 |  |  |  | In the settlement of the Final Account any amounts allowed by the Contractor for profit or/and attendance will be adjusted in proportion to the value of the Nominated / Selected Sub-Contractor's ultimate amount expended. | [6 empty] | 10/04/2016 08:04:04
967 | 2221 | 1 | 18 | 103 |  |  |  | 6. The Employer shall also have the right to send onto the works independent /direct Contractors to execute any special works not contained in this contract during the contract, and the Contractor is afforded the opportunity to price for attendance on these contractors at the end of this bill | [6 empty] | 10/04/2016 08:04:04
968 | 2222 | 1 | 18 | 103 |  |  |  | PROVISIONAL SUMS | H1 | [5 empty] | 10/04/2016 08:04:04
969 | 3032 | 1 | 18 | 103 |  |  |  | COMMUNITY LIAISON OFFICER (CLO) | H2 | [5 empty] | 15/03/2018 10:19:30
970 | 3033 | 1 | 18 | 103 | 1 |  |  | Provide the amount of R 21,000.00 (Twenty One Thousand Rands) for the remuneration of a Community Liaison Officer (CLO) | Item | 1 | 21000 | 21000 |  |  | 02/09/2021 11:12:34
971 | 3034 | 1 | 18 | 103 | 2 |  |  | Provide for profit | %IT | [5 empty] | 25/05/2020 12:58:10
972 | 3035 | 1 | 18 | 103 | 3 |  |  | Provide for attendance | %IT | [5 empty] | 25/05/2020 12:58:16
973 | 4684 | 1 | 18 | 103 |  |  |  | PROJECT STEERING COMMITEE | H2 | [5 empty] | 02/11/2021 08:33:07
974 | 4685 | 1 | 18 | 103 | 4 |  |  | Provide the amount of R 11 000 (Eleven thousand rands) for Project steering committee | Item | 1 | 11000 | 11000 |  |  | 02/11/2021 08:34:18
975 | 4686 | 1 | 18 | 103 | 5 |  |  | Provide for profit | %IT | [5 empty] | 02/11/2021 08:33:18
976 | 4687 | 1 | 18 | 103 | 6 |  |  | Provide for attendance | %IT | [5 empty] | 02/11/2021 08:33:18
977 | 3036 | 1 | 18 | 104 |  |  |  | EXTENDED PUBLIC WORK PROGRAMME (EPWP) | H2 | [5 empty] | 14/03/2018 01:04:31
978 | 3037 | 1 | 18 | 104 | 7 |  |  | Provide the amount of R 52,500.00 (Fifty Two Thousand and Five Hundred Rands) for the implementation of extended public works programme (EPWP) | Item | 1 | 52500 | 52500 |  |  | 18/07/2020 11:17:17
979 | 3038 | 1 | 18 | 104 | 8 |  |  | Provide for profit | %IT | [5 empty] | 14/03/2018 01:03:41
980 | 3039 | 1 | 18 | 104 | 9 |  |  | Provide for attendance | %IT | [5 empty] | 14/03/2018 01:03:41
981 | 4680 | 1 | 18 | 104 |  |  |  | RUNNING TRACK | H2 | [5 empty] | 06/09/2021 11:34:53
982 | 4681 | 1 | 18 | 104 | 10 |  |  | Provide the amount of R 1 000,000.00 (One Million Rands) for the supply and installation of a 400m 8-10 lane running track | Item | 1 | 1000000 | 1000000 |  |  | 06/09/2021 11:36:48
983 | 4682 | 1 | 18 | 104 | 11 |  |  | Provide for profit | %IT | [5 empty] | 06/09/2021 11:34:21
984 | 4683 | 1 | 18 | 104 | 12 |  |  | Provide for attendance | %IT | [5 empty] | 06/09/2021 11:34:21
985 | 3467 | 1 | 18 | 104 |  |  |  | JOINERY FITTINGS AND MINOR FURNITURE | H2 | [5 empty] | 08/06/2021 01:21:17
986 | 3468 | 1 | 18 | 104 | 13 |  |  | Provide the amount of R 100,000.00 (One Hundred Thousand Rands) for Joinery fittings and minor Furniture | Item | 1 | 100000 | 100000 |  |  | 08/06/2021 01:22:16
987 | 3469 | 1 | 18 | 104 | 14 |  |  | Provide for profit | %IT | [5 empty] | 25/05/2020 12:58:04
988 | 3470 | 1 | 18 | 104 | 15 |  |  | Provide for attendance | %IT | [5 empty] | 12/04/2018 11:14:36
989 | 4513 | 1 | 18 | 104 |  |  |  | ELECTRICAL INSTALLATION | H2 | [5 empty] | 22/07/2020 11:54:22
990 | 4514 | 1 | 18 | 104 | 16 |  |  | Provide the amount of R 300,000 ( Three Hundred Thousand Rands) for electrical installations | Item | 1 | 300000 | 300000 |  |  | 02/09/2021 10:39:29
991 | 4515 | 1 | 18 | 104 | 17 |  |  | Provide for profit | %IT | [5 empty] | 22/07/2020 11:53:25
992 | 4516 | 1 | 18 | 104 | 18 |  |  | Provide for attendance | %IT | [5 empty] | 22/07/2020 11:53:26
993 | 0 | 1 | 18 | [11 empty] | 03/11/2021 12:00:00
994 | 2339 | 1 | 19 | 105 | 1 |  |  | Preliminaries and General | Page | 45 | 0 |  |  |  | 11/04/2016 09:59:38
995 | 3506 | 1 | 19 | 105 | 2 |  |  | Alterations | Page | 51 | 0 |  |  |  | 14/05/2020 12:02:05
996 | 2340 | 1 | 19 | 105 | 3 |  |  | Earthworks | Page | 54 | 0 |  |  |  | 11/04/2016 09:59:46
997 | 2341 | 1 | 19 | 105 | 4 |  |  | Concrete, formwork and reinforcement | Page | 58 | 0 |  |  |  | 11/04/2016 10:00:22
998 | 2342 | 1 | 19 | 105 | 5 |  |  | Masonry | Page | 61 | 0 |  |  |  | 11/04/2016 10:00:32
999 | 2343 | 1 | 19 | 105 | 6 |  |  | Waterproofing | Page | 63 | 0 |  |  |  | 11/04/2016 10:00:41
1000 | 2345 | 1 | 19 | 105 | 7 |  |  | Roof Coverings | Page | 68 | 0 |  |  |  | 11/04/2016 10:14:55
1001 | 2346 | 1 | 19 | 105 | 8 |  |  | Carpentry and Joinery | Page | 74 | 0 |  |  |  | 11/04/2016 10:16:57
1002 | 2412 | 1 | 19 | 105 | 9 |  |  | Ceilings, Partitions and Access Flooring | Page | 76 | 0 |  |  |  | 11/04/2016 10:21:34
1003 | 2413 | 1 | 19 | 105 | 10 |  |  | Ironmongery | Page | 79 | 0 |  |  |  | 11/04/2016 10:22:42
1004 | 2415 | 1 | 19 | 105 | 11 |  |  | Metalwork | Page | 82 | 0 |  |  |  | 11/04/2016 10:26:05
1005 | 2417 | 1 | 19 | 105 | 12 |  |  | Plastering | Page | 83 | 0 |  |  |  | 11/04/2016 10:28:26
1006 | 2418 | 1 | 19 | 105 | 13 |  |  | Tiling | Page | 85 | 0 |  |  |  | 11/04/2016 10:28:54
1007 | 2419 | 1 | 19 | 105 | 14 |  |  | Plumbing and Drainage | Page | 93 | 0 |  |  |  | 11/04/2016 10:29:26
1008 | 2420 | 1 | 19 | 105 | 15 |  |  | Glazing | Page | 94 | 0 |  |  |  | 11/04/2016 10:30:22
1009 | 2421 | 1 | 19 | 105 | 16 |  |  | Paintwork | Page | 97 | 0 |  |  |  | 11/04/2016 10:30:54
1010 | 2423 | 1 | 19 | 105 | 17 |  |  | External Works | Page | 101 | 0 |  |  |  | 11/04/2016 10:33:11
1011 | 2425 | 1 | 19 | 105 | 18 |  |  | Provisional Sums | Page | 104 | 0 |  |  |  | 11/04/2016 10:36:48
1012 | 2949 | 1 | 19 | 105 |  |  |  | Sub Total | ST |  |  | Sub Total |  |  | 13/03/2018 04:53:58
1013 | 2948 | 1 | 19 | 105 |  |  |  | Tax 15% | TAX | 15 |  |  |  |  | 30/06/2020 02:54:34
1014 | 4505 | 1 | 19 | 105 |  |  |  | GRAND TOTAL | GT |  |  | Grand Total |  |  | 30/06/2020 02:54:53
| * | TOTAL ITEMS | 1014 | MSD ITEMS |  | QUANTITY# | 30773.20
| * | END | ASCII